## MODL87
Wimberley
Monthly Rainwater Harvesting Model - 1987
|  |  |  | Shaded boxes are user inputs |  |  |  |  | Copyright 2008
System Sizing Parameters |  |  |  |  | Interior Demand |  |  |  | David Venhuizen, P.E.
Collection area = |  | 4000 | sq. ft. |  | Occupancy = | 4 | persons
Total storage = |  | 30000 | gallons |  | Usage rate = | 50 | gpcd
Cistern alarm level: |  | 4000 | gallons | (Cistern volume at which enhanced conservation is practiced -- input zero to disable this function)
Enhanced conservation curtailment rate: |  |  | 1 | (Input 1.0 to curtail irrigation only) |  |  | Wastewater irrigation? |  | 0 | (1=yes, 0=no - 90% of interior demand defrays irrigation demand)
| (Reduces interior demand to this rate times usage rate) | [5 empty] | Irrigated area = |  | 0 | sq. ft.
(Input zero to disable irrigation modeling)
Daily Demand in Each Month |  |  |  |  | No. of Days |  | Irrigation Rate |  | Irrigation Demand
January |  | 200 | gpd |  | 31 |  | 0 | in/week | 0 | gpd
February |  | 200 | gpd |  | 28 |  | 0 | in/week | 0 | gpd
March |  | 200 | gpd |  | 31 |  | 0.2 | in/week | 0 | gpd
April |  | 200 | gpd |  | 30 |  | 0.5 | in/week | 0 | gpd
May |  | 200 | gpd |  | 31 |  | 0.75 | in/week | 0 | gpd
June |  | 200 | gpd |  | 30 |  | 1 | in/week | 0 | gpd
July |  | 200 | gpd |  | 31 |  | 1 | in/week | 0 | gpd
August |  | 200 | gpd |  | 31 |  | 1 | in/week | 0 | gpd
September |  | 200 | gpd |  | 30 |  | 0.75 | in/week | 0 | gpd
October |  | 200 | gpd |  | 31 |  | 0.5 | in/week | 0 | gpd
November |  | 200 | gpd |  | 30 |  | 0.2 | in/week | 0 | gpd
December |  | 200 | gpd |  | 31 |  | 0 | in/week | 0 | gpd
| Wimberley | Gallons | Total | Total | Net change | Total |  | Total | Make-up | Total
| rainfall | collected | supply | demand | in storage | gal. in | Overflow | Overflow | water | Make-up
Month | (inches) | per s.f. | (gal.) | (gal.) | (gal.) | storage | (gal.) | (gal.) | (gal.) | (gal.)
|  |  | Initial storage assumed = |  |  | 15000
January | 1.19 | 0.714 | 2856 | 6200 | -3344 | 11656 | 0 | 0 | 0 | 0
February | 4.03 | 2.418 | 9672 | 5600 | 4072 | 15728 | 0 | 0 | 0 | 0
March | 1.46 | 0.876 | 3504 | 6200 | -2696 | 13032 | 0 | 0 | 0 | 0
April | 0.6 | 0.36 | 1440 | 6000 | -4560 | 8472 | 0 | 0 | 0 | 0
May | 8.39 | 5.034 | 20136 | 6200 | 13936 | 22408 | 0 | 0 | 0 | 0
June | 10.49 | 6.294 | 25176 | 6000 | 19176 | 30000 | 11584 | 11584 | 0 | 0
July | 2.89 | 1.734 | 6936 | 6200 | 736 | 30000 | 736 | 12320 | 0 | 0
August | 1.66 | 0.996 | 3984 | 6200 | -2216 | 27784 | 0 | 12320 | 0 | 0
September | 2.12 | 1.272 | 5088 | 6000 | -912 | 26872 | 0 | 12320 | 0 | 0
October | 0.51 | 0.306 | 1224 | 6200 | -4976 | 21896 | 0 | 12320 | 0 | 0
November | 11.99 | 7.194 | 28776 | 6000 | 22776 | 30000 | 14672 | 26992 | 0 | 0
December | 1.86 | 1.116 | 4464 | 6200 | -1736 | 28264 | 0 | 26992 | 0 | 0
TOTALS | 47.19 | 28.314 | 113256
Total annual demand = |  |  |  | 73000
Demand met by rainwater = |  |  |  | 73000
% demand met by rainwater = |  |  |  | 100%
% of total demand wasted = |  |  |  | 36.98%
% of total supply wasted = |  |  |  | 23.83%

## MODL88
Wimberley
Monthly Rainwater Harvesting Model - 1988
System Sizing Parameters |  |  |  |  | Interior Demand |  |  |  | Copyright 2008
Collection area = |  | 4000 | sq. ft. |  | Occupancy = | 4 | persons |  | David Venhuizen, P.E.
Total storage = |  | 30000 | gallons |  | Usage rate = | 50 | gpcd
Cistern alarm level: |  | 4000 | gallons
Enhanced conservation curtailment rate: |  |  | 1 |  |  |  | Wastewater irrigation? |  | 0 | (1=yes, 0=no)
[7 empty] | Irrigated area = |  | 0 | sq. ft.
Daily Demand in Each Month |  |  |  |  | No. of Days |  | Irrigation Rate |  | Irrigation Demand
January |  | 200 | gpd |  | 31 |  | 0 | in/week | 0 | gpd
February |  | 200 | gpd |  | 29 |  | 0 | in/week | 0 | gpd
March |  | 200 | gpd |  | 31 |  | 0.2 | in/week | 0 | gpd
April |  | 200 | gpd |  | 30 |  | 0.5 | in/week | 0 | gpd
May |  | 200 | gpd |  | 31 |  | 0.75 | in/week | 0 | gpd
June |  | 200 | gpd |  | 30 |  | 1 | in/week | 0 | gpd
July |  | 200 | gpd |  | 31 |  | 1 | in/week | 0 | gpd
August |  | 200 | gpd |  | 31 |  | 1 | in/week | 0 | gpd
September |  | 200 | gpd |  | 30 |  | 0.75 | in/week | 0 | gpd
October |  | 200 | gpd |  | 31 |  | 0.5 | in/week | 0 | gpd
November |  | 200 | gpd |  | 30 |  | 0.2 | in/week | 0 | gpd
December |  | 200 | gpd |  | 31 |  | 0 | in/week | 0 | gpd
| Wimberley | Gallons | Total | Total | Net change | Total |  | Total | Make-up | Total
| rainfall | collected | supply | demand | in storage | gal. in | Overflow | Overflow | water | Make-up
Month | (inches) | per s.f. | (gal.) | (gal.) | (gal.) | storage | (gal.) | (gal.) | (gal.) | (gal.)
|  |  | Storage at end of 1987 = |  |  | 28264
January | 0.59 | 0.354 | 1416 | 6200 | -4784 | 23480 | 0 | 0 | 0 | 0
February | 0.88 | 0.528 | 2112 | 5800 | -3688 | 19792 | 0 | 0 | 0 | 0
March | 1.87 | 1.122 | 4488 | 6200 | -1712 | 18080 | 0 | 0 | 0 | 0
April | 1.05 | 0.63 | 2520 | 6000 | -3480 | 14600 | 0 | 0 | 0 | 0
May | 8.56 | 5.136 | 20544 | 6200 | 14344 | 28944 | 0 | 0 | 0 | 0
June | 1.52 | 0.912 | 3648 | 6000 | -2352 | 26592 | 0 | 0 | 0 | 0
July | 3.86 | 2.316 | 9264 | 6200 | 3064 | 29656 | 0 | 0 | 0 | 0
August | 0.83 | 0.498 | 1992 | 6200 | -4208 | 25448 | 0 | 0 | 0 | 0
September | 2.11 | 1.266 | 5064 | 6000 | -936 | 24512 | 0 | 0 | 0 | 0
October | 2.27 | 1.362 | 5448 | 6200 | -752 | 23760 | 0 | 0 | 0 | 0
November | 0 | 0 | 0 | 6000 | -6000 | 17760 | 0 | 0 | 0 | 0
December | 0.93 | 0.558 | 2232 | 6200 | -3968 | 13792 | 0 | 0 | 0 | 0
TOTALS | 24.47 | 14.682 | 58728
Total annual demand = |  |  |  | 73200
Demand met by rainwater = |  |  |  | 73200
% demand met by rainwater = |  |  |  | 100%
% of total demand wasted = |  |  |  | 0%
% of total supply wasted = |  |  |  | 0%

## MODL89
Wimberley
Monthly Rainwater Harvesting Model - 1989
System Sizing Parameters |  |  |  |  | Interior Demand |  |  |  | Copyright 2008
Collection area = |  | 4000 | sq. ft. |  | Occupancy = | 4 | persons |  | David Venhuizen, P.E.
Total storage = |  | 30000 | gallons |  | Usage rate = | 50 | gpcd
Cistern alarm level: |  | 4000 | gallons
Enhanced conservation curtailment rate: |  |  | 1 |  |  |  | Wastewater irrigation? |  | 0 | (1=yes, 0=no)
[7 empty] | Irrigated area = |  | 0 | sq. ft.
Daily Demand in Each Month |  |  |  |  | No. of Days |  | Irrigation Rate |  | Irrigation Demand
January |  | 200 | gpd |  | 31 |  | 0 | in/week | 0 | gpd
February |  | 200 | gpd |  | 28 |  | 0 | in/week | 0 | gpd
March |  | 200 | gpd |  | 31 |  | 0.2 | in/week | 0 | gpd
April |  | 200 | gpd |  | 30 |  | 0.5 | in/week | 0 | gpd
May |  | 200 | gpd |  | 31 |  | 0.75 | in/week | 0 | gpd
June |  | 200 | gpd |  | 30 |  | 1 | in/week | 0 | gpd
July |  | 200 | gpd |  | 31 |  | 1 | in/week | 0 | gpd
August |  | 200 | gpd |  | 31 |  | 1 | in/week | 0 | gpd
September |  | 200 | gpd |  | 30 |  | 0.75 | in/week | 0 | gpd
October |  | 200 | gpd |  | 31 |  | 0.5 | in/week | 0 | gpd
November |  | 200 | gpd |  | 30 |  | 0.2 | in/week | 0 | gpd
December |  | 200 | gpd |  | 31 |  | 0 | in/week | 0 | gpd
| Wimberley | Gallons | Total | Total | Net change | Total |  | Total | Make-up | Total
| rainfall | collected | supply | demand | in storage | gal. in | Overflow | Overflow | water | Make-up
Month | (inches) | per s.f. | (gal.) | (gal.) | (gal.) | storage | (gal.) | (gal.) | (gal.) | (gal.)
|  |  | Storage at end of 1988 = |  |  | 13792
January | 4.65 | 2.79 | 11160 | 6200 | 4960 | 18752 | 0 | 0 | 0 | 0
February | 0.69 | 0.414 | 1656 | 5600 | -3944 | 14808 | 0 | 0 | 0 | 0
March | 3.18 | 1.908 | 7632 | 6200 | 1432 | 16240 | 0 | 0 | 0 | 0
April | 3.16 | 1.896 | 7584 | 6000 | 1584 | 17824 | 0 | 0 | 0 | 0
May | 6.06 | 3.636 | 14544 | 6200 | 8344 | 26168 | 0 | 0 | 0 | 0
June | 3.59 | 2.154 | 8616 | 6000 | 2616 | 28784 | 0 | 0 | 0 | 0
July | 1.02 | 0.612 | 2448 | 6200 | -3752 | 25032 | 0 | 0 | 0 | 0
August | 0.94 | 0.564 | 2256 | 6200 | -3944 | 21088 | 0 | 0 | 0 | 0
September | 1.28 | 0.768 | 3072 | 6000 | -2928 | 18160 | 0 | 0 | 0 | 0
October | 3.57 | 2.142 | 8568 | 6200 | 2368 | 20528 | 0 | 0 | 0 | 0
November | 1.19 | 0.714 | 2856 | 6000 | -3144 | 17384 | 0 | 0 | 0 | 0
December | 0.41 | 0.246 | 984 | 6200 | -5216 | 12168 | 0 | 0 | 0 | 0
TOTALS | 29.74 | 17.844 | 71376
Total annual demand = |  |  |  | 73000
Demand met by rainwater = |  |  |  | 73000
% demand met by rainwater = |  |  |  | 100%
% of total demand wasted = |  |  |  | 0%
% of total supply wasted = |  |  |  | 0%

## MODL90
Wimberley
Monthly Rainwater Harvesting Model - 1990
System Sizing Parameters |  |  |  |  | Interior Demand |  |  |  | Copyright 2008
Collection area = |  | 4000 | sq. ft. |  | Occupancy = | 4 | persons |  | David Venhuizen, P.E.
Total storage = |  | 30000 | gallons |  | Usage rate = | 50 | gpcd
Cistern alarm level: |  | 4000 | gallons
Enhanced conservation curtailment rate: |  |  | 1 |  |  |  | Wastewater irrigation? |  | 0 | (1=yes, 0=no)
[7 empty] | Irrigated area = |  | 0 | sq. ft.
Daily Demand in Each Month |  |  |  |  | No. of Days |  | Irrigation Rate |  | Irrigation Demand
January |  | 200 | gpd |  | 31 |  | 0 | in/week | 0 | gpd
February |  | 200 | gpd |  | 28 |  | 0 | in/week | 0 | gpd
March |  | 200 | gpd |  | 31 |  | 0.2 | in/week | 0 | gpd
April |  | 200 | gpd |  | 30 |  | 0.5 | in/week | 0 | gpd
May |  | 200 | gpd |  | 31 |  | 0.75 | in/week | 0 | gpd
June |  | 200 | gpd |  | 30 |  | 1 | in/week | 0 | gpd
July |  | 200 | gpd |  | 31 |  | 1 | in/week | 0 | gpd
August |  | 200 | gpd |  | 31 |  | 1 | in/week | 0 | gpd
September |  | 200 | gpd |  | 30 |  | 0.75 | in/week | 0 | gpd
October |  | 200 | gpd |  | 31 |  | 0.5 | in/week | 0 | gpd
November |  | 200 | gpd |  | 30 |  | 0.2 | in/week | 0 | gpd
December |  | 200 | gpd |  | 31 |  | 0 | in/week | 0 | gpd
| Wimberley | Gallons | Total | Total | Net change | Total |  | Total | Make-up | Total
| rainfall | collected | supply | demand | in storage | gal. in | Overflow | Overflow | water | Make-up
Month | (inches) | per s.f. | (gal.) | (gal.) | (gal.) | storage | (gal.) | (gal.) | (gal.) | (gal.)
|  |  | Storage at end of 1989 = |  |  | 12168
January | 1.63 | 0.978 | 3912 | 6200 | -2288 | 9880 | 0 | 0 | 0 | 0
February | 2.54 | 1.524 | 6096 | 5600 | 496 | 10376 | 0 | 0 | 0 | 0
March | 5.33 | 3.198 | 12792 | 6200 | 6592 | 16968 | 0 | 0 | 0 | 0
April | 3.87 | 2.322 | 9288 | 6000 | 3288 | 20256 | 0 | 0 | 0 | 0
May | 3.15 | 1.89 | 7560 | 6200 | 1360 | 21616 | 0 | 0 | 0 | 0
June | 1.25 | 0.75 | 3000 | 6000 | -3000 | 18616 | 0 | 0 | 0 | 0
July | 5.09 | 3.054 | 12216 | 6200 | 6016 | 24632 | 0 | 0 | 0 | 0
August | 0.65 | 0.39 | 1560 | 6200 | -4640 | 19992 | 0 | 0 | 0 | 0
September | 2.57 | 1.542 | 6168 | 6000 | 168 | 20160 | 0 | 0 | 0 | 0
October | 3.84 | 2.304 | 9216 | 6200 | 3016 | 23176 | 0 | 0 | 0 | 0
November | 3.48 | 2.088 | 8352 | 6000 | 2352 | 25528 | 0 | 0 | 0 | 0
December | 0.36 | 0.216 | 864 | 6200 | -5336 | 20192 | 0 | 0 | 0 | 0
TOTALS | 33.76 | 20.256 | 81024
Total annual demand = |  |  |  | 73000
Demand met by rainwater = |  |  |  | 73000
% demand met by rainwater = |  |  |  | 100%
% of total demand wasted = |  |  |  | 0%
% of total supply wasted = |  |  |  | 0%

## MODL91
Wimberley
Monthly Rainwater Harvesting Model - 1991
System Sizing Parameters |  |  |  |  | Interior Demand |  |  |  | Copyright 2008
Collection area = |  | 4000 | sq. ft. |  | Occupancy = | 4 | persons |  | David Venhuizen, P.E.
Total storage = |  | 30000 | gallons |  | Usage rate = | 50 | gpcd
Cistern alarm level: |  | 4000 | gallons
Enhanced conservation curtailment rate: |  |  | 1 |  |  |  | Wastewater irrigation? |  | 0 | (1=yes, 0=no)
[7 empty] | Irrigated area = |  | 0 | sq. ft.
Daily Demand in Each Month |  |  |  |  | No. of Days |  | Irrigation Rate |  | Irrigation Demand
January |  | 200 | gpd |  | 31 |  | 0 | in/week | 0 | gpd
February |  | 200 | gpd |  | 28 |  | 0 | in/week | 0 | gpd
March |  | 200 | gpd |  | 31 |  | 0.2 | in/week | 0 | gpd
April |  | 200 | gpd |  | 30 |  | 0.5 | in/week | 0 | gpd
May |  | 200 | gpd |  | 31 |  | 0.75 | in/week | 0 | gpd
June |  | 200 | gpd |  | 30 |  | 1 | in/week | 0 | gpd
July |  | 200 | gpd |  | 31 |  | 1 | in/week | 0 | gpd
August |  | 200 | gpd |  | 31 |  | 1 | in/week | 0 | gpd
September |  | 200 | gpd |  | 30 |  | 0.75 | in/week | 0 | gpd
October |  | 200 | gpd |  | 31 |  | 0.5 | in/week | 0 | gpd
November |  | 200 | gpd |  | 30 |  | 0.2 | in/week | 0 | gpd
December |  | 200 | gpd |  | 31 |  | 0 | in/week | 0 | gpd
| Wimberley | Gallons | Total | Total | Net change | Total |  | Total | Make-up | Total
| rainfall | collected | supply | demand | in storage | gal. in | Overflow | Overflow | water | Make-up
Month | (inches) | per s.f. | (gal.) | (gal.) | (gal.) | storage | (gal.) | (gal.) | (gal.) | (gal.)
|  |  | Storage at end of 1990 = |  |  | 20192
January | 7.24 | 4.344 | 17376 | 6200 | 11176 | 30000 | 1368 | 0 | 0 | 0
February | 2.2 | 1.32 | 5280 | 5600 | -320 | 29680 | 0 | 0 | 0 | 0
March | 1.29 | 0.774 | 3096 | 6200 | -3104 | 26576 | 0 | 0 | 0 | 0
April | 4.71 | 2.826 | 11304 | 6000 | 5304 | 30000 | 1880 | 1880 | 0 | 0
May | 4.07 | 2.442 | 9768 | 6200 | 3568 | 30000 | 3568 | 5448 | 0 | 0
June | 4.61 | 2.766 | 11064 | 6000 | 5064 | 30000 | 5064 | 10512 | 0 | 0
July | 2.58 | 1.548 | 6192 | 6200 | -8 | 29992 | 0 | 10512 | 0 | 0
August | 5.74 | 3.444 | 13776 | 6200 | 7576 | 30000 | 7568 | 18080 | 0 | 0
September | 8.13 | 4.878 | 19512 | 6000 | 13512 | 30000 | 13512 | 31592 | 0 | 0
October | 1.38 | 0.828 | 3312 | 6200 | -2888 | 27112 | 0 | 31592 | 0 | 0
November | 1.56 | 0.936 | 3744 | 6000 | -2256 | 24856 | 0 | 31592 | 0 | 0
December | 13.92 | 8.352 | 33408 | 6200 | 27208 | 30000 | 22064 | 53656 | 0 | 0
TOTALS | 57.43 | 34.458 | 137832
Total annual demand = |  |  |  | 73000
Demand met by rainwater = |  |  |  | 73000
% demand met by rainwater = |  |  |  | 100%
% of total demand wasted = |  |  |  | 73.5%
% of total supply wasted = |  |  |  | 38.93%

## MODL92
Wimberley
Monthly Rainwater Harvesting Model - 1992
System Sizing Parameters |  |  |  |  | Interior Demand |  |  |  | Copyright 2008
Collection area = |  | 4000 | sq. ft. |  | Occupancy = | 4 | persons |  | David Venhuizen, P.E.
Total storage = |  | 30000 | gallons |  | Usage rate = | 50 | gpcd
Cistern alarm level: |  | 4000 | gallons
Enhanced conservation curtailment rate: |  |  | 1 |  |  |  | Wastewater irrigation? |  | 0 | (1=yes, 0=no)
[7 empty] | Irrigated area = |  | 0 | sq. ft.
Daily Demand in Each Month |  |  |  |  | No. of Days |  | Irrigation Rate |  | Irrigation Demand
January |  | 200 | gpd |  | 31 |  | 0 | in/week | 0 | gpd
February |  | 200 | gpd |  | 29 |  | 0 | in/week | 0 | gpd
March |  | 200 | gpd |  | 31 |  | 0.2 | in/week | 0 | gpd
April |  | 200 | gpd |  | 30 |  | 0.5 | in/week | 0 | gpd
May |  | 200 | gpd |  | 31 |  | 0.75 | in/week | 0 | gpd
June |  | 200 | gpd |  | 30 |  | 1 | in/week | 0 | gpd
July |  | 200 | gpd |  | 31 |  | 1 | in/week | 0 | gpd
August |  | 200 | gpd |  | 31 |  | 1 | in/week | 0 | gpd
September |  | 200 | gpd |  | 30 |  | 0.75 | in/week | 0 | gpd
October |  | 200 | gpd |  | 31 |  | 0.5 | in/week | 0 | gpd
November |  | 200 | gpd |  | 30 |  | 0.2 | in/week | 0 | gpd
December |  | 200 | gpd |  | 31 |  | 0 | in/week | 0 | gpd
| Wimberley | Gallons | Total | Total | Net change | Total |  | Total | Make-up | Total
| rainfall | collected | supply | demand | in storage | gal. in | Overflow | Overflow | water | Make-up
Month | (inches) | per s.f. | (gal.) | (gal.) | (gal.) | storage | (gal.) | (gal.) | (gal.) | (gal.)
|  |  | Storage at end of 1991 = |  |  | 30000
January | 5.13 | 3.078 | 12312 | 6200 | 6112 | 30000 | 6112 | 0 | 0 | 0
February | 5.37 | 3.222 | 12888 | 5800 | 7088 | 30000 | 7088 | 7088 | 0 | 0
March | 4.67 | 2.802 | 11208 | 6200 | 5008 | 30000 | 5008 | 12096 | 0 | 0
April | 2.58 | 1.548 | 6192 | 6000 | 192 | 30000 | 192 | 12288 | 0 | 0
May | 7.13 | 4.278 | 17112 | 6200 | 10912 | 30000 | 10912 | 23200 | 0 | 0
June | 5.31 | 3.186 | 12744 | 6000 | 6744 | 30000 | 6744 | 29944 | 0 | 0
July | 2.1 | 1.26 | 5040 | 6200 | -1160 | 28840 | 0 | 29944 | 0 | 0
August | 2.44 | 1.464 | 5856 | 6200 | -344 | 28496 | 0 | 29944 | 0 | 0
September | 1.59 | 0.954 | 3816 | 6000 | -2184 | 26312 | 0 | 29944 | 0 | 0
October | 0.24 | 0.144 | 576 | 6200 | -5624 | 20688 | 0 | 29944 | 0 | 0
November | 5.4 | 3.24 | 12960 | 6000 | 6960 | 27648 | 0 | 29944 | 0 | 0
December | 3.24 | 1.944 | 7776 | 6200 | 1576 | 29224 | 0 | 29944 | 0 | 0
TOTALS | 45.2 | 27.12 | 108480
Total annual demand = |  |  |  | 73200
Demand met by rainwater = |  |  |  | 73200
% demand met by rainwater = |  |  |  | 100%
% of total demand wasted = |  |  |  | 40.91%
% of total supply wasted = |  |  |  | 27.6%

## MODL93
Wimberley
Monthly Rainwater Harvesting Model - 1993
System Sizing Parameters |  |  |  |  | Interior Demand |  |  |  | Copyright 2008
Collection area = |  | 4000 | sq. ft. |  | Occupancy = | 4 | persons |  | David Venhuizen, P.E.
Total storage = |  | 30000 | gallons |  | Usage rate = | 50 | gpcd
Cistern alarm level: |  | 4000 | gallons
Enhanced conservation curtailment rate: |  |  | 1 |  |  |  | Wastewater irrigation? |  | 0 | (1=yes, 0=no)
[7 empty] | Irrigated area = |  | 0 | sq. ft.
Daily Demand in Each Month |  |  |  |  | No. of Days |  | Irrigation Rate |  | Irrigation Demand
January |  | 200 | gpd |  | 31 |  | 0 | in/week | 0 | gpd
February |  | 200 | gpd |  | 28 |  | 0 | in/week | 0 | gpd
March |  | 200 | gpd |  | 31 |  | 0.2 | in/week | 0 | gpd
April |  | 200 | gpd |  | 30 |  | 0.5 | in/week | 0 | gpd
May |  | 200 | gpd |  | 31 |  | 0.75 | in/week | 0 | gpd
June |  | 200 | gpd |  | 30 |  | 1 | in/week | 0 | gpd
July |  | 200 | gpd |  | 31 |  | 1 | in/week | 0 | gpd
August |  | 200 | gpd |  | 31 |  | 1 | in/week | 0 | gpd
September |  | 200 | gpd |  | 30 |  | 0.75 | in/week | 0 | gpd
October |  | 200 | gpd |  | 31 |  | 0.5 | in/week | 0 | gpd
November |  | 200 | gpd |  | 30 |  | 0.2 | in/week | 0 | gpd
December |  | 200 | gpd |  | 31 |  | 0 | in/week | 0 | gpd
| Wimberley | Gallons | Total | Total | Net change | Total |  | Total | Make-up | Total
| rainfall | collected | supply | demand | in storage | gal. in | Overflow | Overflow | water | Make-up
Month | (inches) | per s.f. | (gal.) | (gal.) | (gal.) | storage | (gal.) | (gal.) | (gal.) | (gal.)
|  |  | Storage at end of 1992 = |  |  | 29224
January | 2.33 | 1.398 | 5592 | 6200 | -608 | 28616 | 0 | 0 | 0 | 0
February | 2.27 | 1.362 | 5448 | 5600 | -152 | 28464 | 0 | 0 | 0 | 0
March | 2.88 | 1.728 | 6912 | 6200 | 712 | 29176 | 0 | 0 | 0 | 0
April | 2.52 | 1.512 | 6048 | 6000 | 48 | 29224 | 0 | 0 | 0 | 0
May | 5.23 | 3.138 | 12552 | 6200 | 6352 | 30000 | 5576 | 5576 | 0 | 0
June | 5.07 | 3.042 | 12168 | 6000 | 6168 | 30000 | 6168 | 11744 | 0 | 0
July | 0 | 0 | 0 | 6200 | -6200 | 23800 | 0 | 11744 | 0 | 0
August | 0 | 0 | 0 | 6200 | -6200 | 17600 | 0 | 11744 | 0 | 0
September | 0.8 | 0.48 | 1920 | 6000 | -4080 | 13520 | 0 | 11744 | 0 | 0
October | 3.5 | 2.1 | 8400 | 6200 | 2200 | 15720 | 0 | 11744 | 0 | 0
November | 1.01 | 0.606 | 2424 | 6000 | -3576 | 12144 | 0 | 11744 | 0 | 0
December | 1.19 | 0.714 | 2856 | 6200 | -3344 | 8800 | 0 | 11744 | 0 | 0
TOTALS | 26.8 | 16.08 | 64320
Total annual demand = |  |  |  | 73000
Demand met by rainwater = |  |  |  | 73000
% demand met by rainwater = |  |  |  | 100%
% of total demand wasted = |  |  |  | 16.09%
% of total supply wasted = |  |  |  | 18.26%

## MODL94
Wimberley
Monthly Rainwater Harvesting Model - 1994
System Sizing Parameters |  |  |  |  | Interior Demand |  |  |  | Copyright 2008
Collection area = |  | 4000 | sq. ft. |  | Occupancy = | 4 | persons |  | David Venhuizen, P.E.
Total storage = |  | 30000 | gallons |  | Usage rate = | 50 | gpcd
Cistern alarm level: |  | 4000 | gallons
Enhanced conservation curtailment rate: |  |  | 1 |  |  |  | Wastewater irrigation? |  | 0 | (1=yes, 0=no)
[7 empty] | Irrigated area = |  | 0 | sq. ft.
Daily Demand in Each Month |  |  |  |  | No. of Days |  | Irrigation Rate |  | Irrigation Demand
January |  | 200 | gpd |  | 31 |  | 0 | in/week | 0 | gpd
February |  | 200 | gpd |  | 28 |  | 0 | in/week | 0 | gpd
March |  | 200 | gpd |  | 31 |  | 0.2 | in/week | 0 | gpd
April |  | 200 | gpd |  | 30 |  | 0.5 | in/week | 0 | gpd
May |  | 200 | gpd |  | 31 |  | 0.75 | in/week | 0 | gpd
June |  | 200 | gpd |  | 30 |  | 1 | in/week | 0 | gpd
July |  | 200 | gpd |  | 31 |  | 1 | in/week | 0 | gpd
August |  | 200 | gpd |  | 31 |  | 1 | in/week | 0 | gpd
September |  | 200 | gpd |  | 30 |  | 0.75 | in/week | 0 | gpd
October |  | 200 | gpd |  | 31 |  | 0.5 | in/week | 0 | gpd
November |  | 200 | gpd |  | 30 |  | 0.2 | in/week | 0 | gpd
December |  | 200 | gpd |  | 31 |  | 0 | in/week | 0 | gpd
| Wimberley | Gallons | Total | Total | Net change | Total |  | Total | Make-up | Total
| rainfall | collected | supply | demand | in storage | gal. in | Overflow | Overflow | water | Make-up
Month | (inches) | per s.f. | (gal.) | (gal.) | (gal.) | storage | (gal.) | (gal.) | (gal.) | (gal.)
|  |  | Storage at end of 1993 = |  |  | 8800
January | 1.87 | 1.122 | 4488 | 6200 | -1712 | 7088 | 0 | 0 | 0 | 0
February | 2.75 | 1.65 | 6600 | 5600 | 1000 | 8088 | 0 | 0 | 0 | 0
March | 3.21 | 1.926 | 7704 | 6200 | 1504 | 9592 | 0 | 0 | 0 | 0
April | 2.05 | 1.23 | 4920 | 6000 | -1080 | 8512 | 0 | 0 | 0 | 0
May | 5.39 | 3.234 | 12936 | 6200 | 6736 | 15248 | 0 | 0 | 0 | 0
June | 1.62 | 0.972 | 3888 | 6000 | -2112 | 13136 | 0 | 0 | 0 | 0
July | 0 | 0 | 0 | 6200 | -6200 | 6936 | 0 | 0 | 0 | 0
August | 1.94 | 1.164 | 4656 | 6200 | -1544 | 5392 | 0 | 0 | 0 | 0
September | 5.74 | 3.444 | 13776 | 6000 | 7776 | 13168 | 0 | 0 | 0 | 0
October | 8.88 | 5.328 | 21312 | 6200 | 15112 | 28280 | 0 | 0 | 0 | 0
November | 2.13 | 1.278 | 5112 | 6000 | -888 | 27392 | 0 | 0 | 0 | 0
December | 6.64 | 3.984 | 15936 | 6200 | 9736 | 30000 | 7128 | 7128 | 0 | 0
TOTALS | 42.22 | 25.332 | 101328
Total annual demand = |  |  |  | 73000
Demand met by rainwater = |  |  |  | 73000
% demand met by rainwater = |  |  |  | 100%
% of total demand wasted = |  |  |  | 9.764%
% of total supply wasted = |  |  |  | 7.035%

## MODL95
Wimberley
Monthly Rainwater Harvesting Model - 1995
System Sizing Parameters |  |  |  |  | Interior Demand |  |  |  | Copyright 2008
Collection area = |  | 4000 | sq. ft. |  | Occupancy = | 4 | persons |  | David Venhuizen, P.E.
Total storage = |  | 30000 | gallons |  | Usage rate = | 50 | gpcd
Cistern alarm level: |  | 4000 | gallons
Enhanced conservation curtailment rate: |  |  | 1 |  |  |  | Wastewater irrigation? |  | 0 | (1=yes, 0=no)
[7 empty] | Irrigated area = |  | 0 | sq. ft.
Daily Demand in Each Month |  |  |  |  | No. of Days |  | Irrigation Rate |  | Irrigation Demand
January |  | 200 | gpd |  | 31 |  | 0 | in/week | 0 | gpd
February |  | 200 | gpd |  | 28 |  | 0 | in/week | 0 | gpd
March |  | 200 | gpd |  | 31 |  | 0.2 | in/week | 0 | gpd
April |  | 200 | gpd |  | 30 |  | 0.5 | in/week | 0 | gpd
May |  | 200 | gpd |  | 31 |  | 0.75 | in/week | 0 | gpd
June |  | 200 | gpd |  | 30 |  | 1 | in/week | 0 | gpd
July |  | 200 | gpd |  | 31 |  | 1 | in/week | 0 | gpd
August |  | 200 | gpd |  | 31 |  | 1 | in/week | 0 | gpd
September |  | 200 | gpd |  | 30 |  | 0.75 | in/week | 0 | gpd
October |  | 200 | gpd |  | 31 |  | 0.5 | in/week | 0 | gpd
November |  | 200 | gpd |  | 30 |  | 0.2 | in/week | 0 | gpd
December |  | 200 | gpd |  | 31 |  | 0 | in/week | 0 | gpd
| Wimberley | Gallons | Total | Total | Net change | Total |  | Total | Make-up | Total
| rainfall | collected | supply | demand | in storage | gal. in | Overflow | Overflow | water | Make-up
Month | (inches) | per s.f. | (gal.) | (gal.) | (gal.) | storage | (gal.) | (gal.) | (gal.) | (gal.)
|  |  | Storage at end of 1994 = |  |  | 30000
January | 1.25 | 0.75 | 3000 | 6200 | -3200 | 26800 | 0 | 0 | 0 | 0
February | 1.04 | 0.624 | 2496 | 5600 | -3104 | 23696 | 0 | 0 | 0 | 0
March | 2.28 | 1.368 | 5472 | 6200 | -728 | 22968 | 0 | 0 | 0 | 0
April | 5.6 | 3.36 | 13440 | 6000 | 7440 | 30000 | 408 | 408 | 0 | 0
May | 7.81 | 4.686 | 18744 | 6200 | 12544 | 30000 | 12544 | 12952 | 0 | 0
June | 4.11 | 2.466 | 9864 | 6000 | 3864 | 30000 | 3864 | 16816 | 0 | 0
July | 2.09 | 1.254 | 5016 | 6200 | -1184 | 28816 | 0 | 16816 | 0 | 0
August | 2.56 | 1.536 | 6144 | 6200 | -56 | 28760 | 0 | 16816 | 0 | 0
September | 3.56 | 2.136 | 8544 | 6000 | 2544 | 30000 | 1304 | 18120 | 0 | 0
October | 1.02 | 0.612 | 2448 | 6200 | -3752 | 26248 | 0 | 18120 | 0 | 0
November | 4.48 | 2.688 | 10752 | 6000 | 4752 | 30000 | 1000 | 19120 | 0 | 0
December | 0.62 | 0.372 | 1488 | 6200 | -4712 | 25288 | 0 | 19120 | 0 | 0
TOTALS | 36.42 | 21.852 | 87408
Total annual demand = |  |  |  | 73000
Demand met by rainwater = |  |  |  | 73000
% demand met by rainwater = |  |  |  | 100%
% of total demand wasted = |  |  |  | 26.19%
% of total supply wasted = |  |  |  | 21.87%

## MODL96
Wimberley
Monthly Rainwater Harvesting Model - 1996
System Sizing Parameters |  |  |  |  | Interior Demand |  |  |  | Copyright 2008
Collection area = |  | 4000 | sq. ft. |  | Occupancy = | 4 | persons |  | David Venhuizen, P.E.
Total storage = |  | 30000 | gallons |  | Usage rate = | 50 | gpcd
Cistern alarm level: |  | 4000 | gallons
Enhanced conservation curtailment rate: |  |  | 1 |  |  |  | Wastewater irrigation? |  | 0 | (1=yes, 0=no)
[7 empty] | Irrigated area = |  | 0 | sq. ft.
Daily Demand in Each Month |  |  |  |  | No. of Days |  | Irrigation Rate |  | Irrigation Demand
January |  | 200 | gpd |  | 31 |  | 0 | in/week | 0 | gpd
February |  | 200 | gpd |  | 29 |  | 0 | in/week | 0 | gpd
March |  | 200 | gpd |  | 31 |  | 0.2 | in/week | 0 | gpd
April |  | 200 | gpd |  | 30 |  | 0.5 | in/week | 0 | gpd
May |  | 200 | gpd |  | 31 |  | 0.75 | in/week | 0 | gpd
June |  | 200 | gpd |  | 30 |  | 1 | in/week | 0 | gpd
July |  | 200 | gpd |  | 31 |  | 1 | in/week | 0 | gpd
August |  | 200 | gpd |  | 31 |  | 1 | in/week | 0 | gpd
September |  | 200 | gpd |  | 30 |  | 0.75 | in/week | 0 | gpd
October |  | 200 | gpd |  | 31 |  | 0.5 | in/week | 0 | gpd
November |  | 200 | gpd |  | 30 |  | 0.2 | in/week | 0 | gpd
December |  | 200 | gpd |  | 31 |  | 0 | in/week | 0 | gpd
| Wimberley | Gallons | Total | Total | Net change | Total |  | Total | Make-up | Total
| rainfall | collected | supply | demand | in storage | gal. in | Overflow | Overflow | water | Make-up
Month | (inches) | per s.f. | (gal.) | (gal.) | (gal.) | storage | (gal.) | (gal.) | (gal.) | (gal.)
|  |  | Storage at end of 1995 = |  |  | 25288
January | 0 | 0 | 0 | 6200 | -6200 | 19088 | 0 | 0 | 0 | 0
February | 0 | 0 | 0 | 5800 | -5800 | 13288 | 0 | 0 | 0 | 0
March | 1.91 | 1.146 | 4584 | 6200 | -1616 | 11672 | 0 | 0 | 0 | 0
April | 3.16 | 1.896 | 7584 | 6000 | 1584 | 13256 | 0 | 0 | 0 | 0
May | 2.5 | 1.5 | 6000 | 6200 | -200 | 13056 | 0 | 0 | 0 | 0
June | 4.02 | 2.412 | 9648 | 6000 | 3648 | 16704 | 0 | 0 | 0 | 0
July | 0.03 | 0.018 | 72 | 6200 | -6128 | 10576 | 0 | 0 | 0 | 0
August | 8.21 | 4.926 | 19704 | 6200 | 13504 | 24080 | 0 | 0 | 0 | 0
September | 3.78 | 2.268 | 9072 | 6000 | 3072 | 27152 | 0 | 0 | 0 | 0
October | 0.74 | 0.444 | 1776 | 6200 | -4424 | 22728 | 0 | 0 | 0 | 0
November | 3.17 | 1.902 | 7608 | 6000 | 1608 | 24336 | 0 | 0 | 0 | 0
December | 3.03 | 1.818 | 7272 | 6200 | 1072 | 25408 | 0 | 0 | 0 | 0
TOTALS | 30.55 | 18.33 | 73320
Total annual demand = |  |  |  | 73200
Demand met by rainwater = |  |  |  | 73200
% demand met by rainwater = |  |  |  | 100%
% of total demand wasted = |  |  |  | 0%
% of total supply wasted = |  |  |  | 0%

## MODL97
Wimberley
Monthly Rainwater Harvesting Model - 1997
System Sizing Parameters |  |  |  |  | Interior Demand |  |  |  | Copyright 2008
Collection area = |  | 4000 | sq. ft. |  | Occupancy = | 4 | persons |  | David Venhuizen, P.E.
Total storage = |  | 30000 | gallons |  | Usage rate = | 50 | gpcd
Cistern alarm level: |  | 4000 | gallons
Enhanced conservation curtailment rate: |  |  | 1 |  |  |  | Wastewater irrigation? |  | 0 | (1=yes, 0=no)
[7 empty] | Irrigated area = |  | 0 | sq. ft.
Daily Demand in Each Month |  |  |  |  | No. of Days |  | Irrigation Rate |  | Irrigation Demand
January |  | 200 | gpd |  | 31 |  | 0 | in/week | 0 | gpd
February |  | 200 | gpd |  | 28 |  | 0 | in/week | 0 | gpd
March |  | 200 | gpd |  | 31 |  | 0.2 | in/week | 0 | gpd
April |  | 200 | gpd |  | 30 |  | 0.5 | in/week | 0 | gpd
May |  | 200 | gpd |  | 31 |  | 0.75 | in/week | 0 | gpd
June |  | 200 | gpd |  | 30 |  | 1 | in/week | 0 | gpd
July |  | 200 | gpd |  | 31 |  | 1 | in/week | 0 | gpd
August |  | 200 | gpd |  | 31 |  | 1 | in/week | 0 | gpd
September |  | 200 | gpd |  | 30 |  | 0.75 | in/week | 0 | gpd
October |  | 200 | gpd |  | 31 |  | 0.5 | in/week | 0 | gpd
November |  | 200 | gpd |  | 30 |  | 0.2 | in/week | 0 | gpd
December |  | 200 | gpd |  | 31 |  | 0 | in/week | 0 | gpd
| Wimberley | Gallons | Total | Total | Net change | Total |  | Total | Make-up | Total
| rainfall | collected | supply | demand | in storage | gal. in | Overflow | Overflow | water | Make-up
Month | (inches) | per s.f. | (gal.) | (gal.) | (gal.) | storage | (gal.) | (gal.) | (gal.) | (gal.)
|  |  | Storage at end of 1996 = |  |  | 25408
January | 1.15 | 0.69 | 2760 | 6200 | -3440 | 21968 | 0 | 0 | 0 | 0
February | 3.91 | 2.346 | 9384 | 5600 | 3784 | 25752 | 0 | 0 | 0 | 0
March | 2.93 | 1.758 | 7032 | 6200 | 832 | 26584 | 0 | 0 | 0 | 0
April | 7.91 | 4.746 | 18984 | 6000 | 12984 | 30000 | 9568 | 9568 | 0 | 0
May | 5.94 | 3.564 | 14256 | 6200 | 8056 | 30000 | 8056 | 17624 | 0 | 0
June | 14.37 | 8.622 | 34488 | 6000 | 28488 | 30000 | 28488 | 46112 | 0 | 0
July | 0.3 | 0.18 | 720 | 6200 | -5480 | 24520 | 0 | 46112 | 0 | 0
August | 2.9 | 1.74 | 6960 | 6200 | 760 | 25280 | 0 | 46112 | 0 | 0
September | 1.29 | 0.774 | 3096 | 6000 | -2904 | 22376 | 0 | 46112 | 0 | 0
October | 5.67 | 3.402 | 13608 | 6200 | 7408 | 29784 | 0 | 46112 | 0 | 0
November | 2.25 | 1.35 | 5400 | 6000 | -600 | 29184 | 0 | 46112 | 0 | 0
December | 4.53 | 2.718 | 10872 | 6200 | 4672 | 30000 | 3856 | 49968 | 0 | 0
TOTALS | 53.15 | 31.89 | 127560
Total annual demand = |  |  |  | 73000
Demand met by rainwater = |  |  |  | 73000
% demand met by rainwater = |  |  |  | 100%
% of total demand wasted = |  |  |  | 68.45%
% of total supply wasted = |  |  |  | 39.17%

## MODL98
Wimberley
Monthly Rainwater Harvesting Model - 1998
System Sizing Parameters |  |  |  |  | Interior Demand |  |  |  | Copyright 2008
Collection area = |  | 4000 | sq. ft. |  | Occupancy = | 4 | persons |  | David Venhuizen, P.E.
Total storage = |  | 30000 | gallons |  | Usage rate = | 50 | gpcd
Cistern alarm level: |  | 4000 | gallons
Enhanced conservation curtailment rate: |  |  | 1 |  |  |  | Wastewater irrigation? |  | 0 | (1=yes, 0=no)
[7 empty] | Irrigated area = |  | 0 | sq. ft.
Daily Demand in Each Month |  |  |  |  | No. of Days |  | Irrigation Rate |  | Irrigation Demand
January |  | 200 | gpd |  | 31 |  | 0 | in/week | 0 | gpd
February |  | 200 | gpd |  | 28 |  | 0 | in/week | 0 | gpd
March |  | 200 | gpd |  | 31 |  | 0.2 | in/week | 0 | gpd
April |  | 200 | gpd |  | 30 |  | 0.5 | in/week | 0 | gpd
May |  | 200 | gpd |  | 31 |  | 0.75 | in/week | 0 | gpd
June |  | 200 | gpd |  | 30 |  | 1 | in/week | 0 | gpd
July |  | 200 | gpd |  | 31 |  | 1 | in/week | 0 | gpd
August |  | 200 | gpd |  | 31 |  | 1 | in/week | 0 | gpd
September |  | 200 | gpd |  | 30 |  | 0.75 | in/week | 0 | gpd
October |  | 200 | gpd |  | 31 |  | 0.5 | in/week | 0 | gpd
November |  | 200 | gpd |  | 30 |  | 0.2 | in/week | 0 | gpd
December |  | 200 | gpd |  | 31 |  | 0 | in/week | 0 | gpd
| Wimberley | Gallons | Total | Total | Net change | Total |  | Total | Make-up | Total
| rainfall | collected | supply | demand | in storage | gal. in | Overflow | Overflow | water | Make-up
Month | (inches) | per s.f. | (gal.) | (gal.) | (gal.) | storage | (gal.) | (gal.) | (gal.) | (gal.)
|  |  | Storage at end of 1997 = |  |  | 30000
January | 2.06 | 1.236 | 4944 | 6200 | -1256 | 28744 | 0 | 0 | 0 | 0
February | 6.21 | 3.726 | 14904 | 5600 | 9304 | 30000 | 8048 | 8048 | 0 | 0
March | 3.23 | 1.938 | 7752 | 6200 | 1552 | 30000 | 1552 | 9600 | 0 | 0
April | 0.4 | 0.24 | 960 | 6000 | -5040 | 24960 | 0 | 9600 | 0 | 0
May | 0.65 | 0.39 | 1560 | 6200 | -4640 | 20320 | 0 | 9600 | 0 | 0
June | 0.84 | 0.504 | 2016 | 6000 | -3984 | 16336 | 0 | 9600 | 0 | 0
July | 4.25 | 2.55 | 10200 | 6200 | 4000 | 20336 | 0 | 9600 | 0 | 0
August | 6.63 | 3.978 | 15912 | 6200 | 9712 | 30000 | 48 | 9648 | 0 | 0
September | 4.82 | 2.892 | 11568 | 6000 | 5568 | 30000 | 5568 | 15216 | 0 | 0
October | 16.43 | 9.858 | 39432 | 6200 | 33232 | 30000 | 33232 | 48448 | 0 | 0
November | 5.81 | 3.486 | 13944 | 6000 | 7944 | 30000 | 7944 | 56392 | 0 | 0
December | 0.95 | 0.57 | 2280 | 6200 | -3920 | 26080 | 0 | 56392 | 0 | 0
TOTALS | 52.28 | 31.368 | 125472
Total annual demand = |  |  |  | 73000
Demand met by rainwater = |  |  |  | 73000
% demand met by rainwater = |  |  |  | 100%
% of total demand wasted = |  |  |  | 77.25%
% of total supply wasted = |  |  |  | 44.94%

## MODL99
Wimberley
Monthly Rainwater Harvesting Model - 1999
System Sizing Parameters |  |  |  |  | Interior Demand |  |  |  | Copyright 2008
Collection area = |  | 4000 | sq. ft. |  | Occupancy = | 4 | persons |  | David Venhuizen, P.E.
Total storage = |  | 30000 | gallons |  | Usage rate = | 50 | gpcd
Cistern alarm level: |  | 4000 | gallons
Enhanced conservation curtailment rate: |  |  | 1 |  |  |  | Wastewater irrigation? |  | 0 | (1=yes, 0=no)
[7 empty] | Irrigated area = |  | 0 | sq. ft.
Daily Demand in Each Month |  |  |  |  | No. of Days |  | Irrigation Rate |  | Irrigation Demand
January |  | 200 | gpd |  | 31 |  | 0 | in/week | 0 | gpd
February |  | 200 | gpd |  | 28 |  | 0 | in/week | 0 | gpd
March |  | 200 | gpd |  | 31 |  | 0.2 | in/week | 0 | gpd
April |  | 200 | gpd |  | 30 |  | 0.5 | in/week | 0 | gpd
May |  | 200 | gpd |  | 31 |  | 0.75 | in/week | 0 | gpd
June |  | 200 | gpd |  | 30 |  | 1 | in/week | 0 | gpd
July |  | 200 | gpd |  | 31 |  | 1 | in/week | 0 | gpd
August |  | 200 | gpd |  | 31 |  | 1 | in/week | 0 | gpd
September |  | 200 | gpd |  | 30 |  | 0.75 | in/week | 0 | gpd
October |  | 200 | gpd |  | 31 |  | 0.5 | in/week | 0 | gpd
November |  | 200 | gpd |  | 30 |  | 0.2 | in/week | 0 | gpd
December |  | 200 | gpd |  | 31 |  | 0 | in/week | 0 | gpd
| Wimberley | Gallons | Total | Total | Net change | Total |  | Total | Make-up | Total
| rainfall | collected | supply | demand | in storage | gal. in | Overflow | Overflow | water | Make-up
Month | (inches) | per s.f. | (gal.) | (gal.) | (gal.) | storage | (gal.) | (gal.) | (gal.) | (gal.)
|  |  | Storage at end of 1998 = |  |  | 26080
January | 0.39 | 0.234 | 936 | 6200 | -5264 | 20816 | 0 | 0 | 0 | 0
February | 0 | 0 | 0 | 5600 | -5600 | 15216 | 0 | 0 | 0 | 0
March | 3.63 | 2.178 | 8712 | 6200 | 2512 | 17728 | 0 | 0 | 0 | 0
April | 1.05 | 0.63 | 2520 | 6000 | -3480 | 14248 | 0 | 0 | 0 | 0
May | 3.04 | 1.824 | 7296 | 6200 | 1096 | 15344 | 0 | 0 | 0 | 0
June | 4.25 | 2.55 | 10200 | 6000 | 4200 | 19544 | 0 | 0 | 0 | 0
July | 1.63 | 0.978 | 3912 | 6200 | -2288 | 17256 | 0 | 0 | 0 | 0
August | 0 | 0 | 0 | 6200 | -6200 | 11056 | 0 | 0 | 0 | 0
September | 0.07 | 0.042 | 168 | 6000 | -5832 | 5224 | 0 | 0 | 0 | 0
October | 2.29 | 1.374 | 5496 | 6200 | -704 | 4520 | 0 | 0 | 0 | 0
November | 0.29 | 0.174 | 696 | 6000 | -5304 | 1216 | 0 | 0 | 2000 | 2000
December | 0.47 | 0.282 | 1128 | 6200 | -5072 | 144 | 0 | 0 | 4000 | 6000
TOTALS | 17.11 | 10.266 | 41064
Total annual demand = |  |  |  | 73000
Demand met by rainwater = |  |  |  | 67000
% demand met by rainwater = |  |  |  | 91.78%
% of total demand wasted = |  |  |  | 0%
% of total supply wasted = |  |  |  | 0%

## MODL00
Wimberley
Monthly Rainwater Harvesting Model - 2000
System Sizing Parameters |  |  |  |  | Interior Demand |  |  |  | Copyright 2008
Collection area = |  | 4000 | sq. ft. |  | Occupancy = | 4 | persons |  | David Venhuizen, P.E.
Total storage = |  | 30000 | gallons |  | Usage rate = | 50 | gpcd
Cistern alarm level: |  | 4000 | gallons
Enhanced conservation curtailment rate: |  |  | 1 |  |  |  | Wastewater irrigation? |  | 0 | (1=yes, 0=no)
[7 empty] | Irrigated area = |  | 0 | sq. ft.
Daily Demand in Each Month |  |  |  |  | No. of Days |  | Irrigation Rate |  | Irrigation Demand
January |  | 200 | gpd |  | 31 |  | 0 | in/week | 0 | gpd
February |  | 200 | gpd |  | 29 |  | 0 | in/week | 0 | gpd
March |  | 200 | gpd |  | 31 |  | 0.2 | in/week | 0 | gpd
April |  | 200 | gpd |  | 30 |  | 0.5 | in/week | 0 | gpd
May |  | 200 | gpd |  | 31 |  | 0.75 | in/week | 0 | gpd
June |  | 200 | gpd |  | 30 |  | 1 | in/week | 0 | gpd
July |  | 200 | gpd |  | 31 |  | 1 | in/week | 0 | gpd
August |  | 200 | gpd |  | 31 |  | 1 | in/week | 0 | gpd
September |  | 200 | gpd |  | 30 |  | 0.75 | in/week | 0 | gpd
October |  | 200 | gpd |  | 31 |  | 0.5 | in/week | 0 | gpd
November |  | 200 | gpd |  | 30 |  | 0.2 | in/week | 0 | gpd
December |  | 200 | gpd |  | 31 |  | 0 | in/week | 0 | gpd
| Wimberley | Gallons | Total | Total | Net change | Total |  | Total | Make-up | Total
| rainfall | collected | supply | demand | in storage | gal. in | Overflow | Overflow | water | Make-up
Month | (inches) | per s.f. | (gal.) | (gal.) | (gal.) | storage | (gal.) | (gal.) | (gal.) | (gal.)
|  |  | Storage at end of 1999 = |  |  | 144
January | 2.62 | 1.572 | 6288 | 6200 | 88 | 2232 | 0 | 0 | 2000 | 2000
February | 2.52 | 1.512 | 6048 | 5800 | 248 | 2480 | 0 | 0 | 0 | 2000
March | 1.75 | 1.05 | 4200 | 6200 | -2000 | 2480 | 0 | 0 | 2000 | 4000
April | 1.52 | 0.912 | 3648 | 6000 | -2352 | 2128 | 0 | 0 | 2000 | 6000
May | 6.17 | 3.702 | 14808 | 6200 | 8608 | 10736 | 0 | 0 | 0 | 6000
June | 6.35 | 3.81 | 15240 | 6000 | 9240 | 19976 | 0 | 0 | 0 | 6000
July | 0.47 | 0.282 | 1128 | 6200 | -5072 | 14904 | 0 | 0 | 0 | 6000
August | 0.33 | 0.198 | 792 | 6200 | -5408 | 9496 | 0 | 0 | 0 | 6000
September | 0.93 | 0.558 | 2232 | 6000 | -3768 | 5728 | 0 | 0 | 0 | 6000
October | 4.99 | 2.994 | 11976 | 6200 | 5776 | 11504 | 0 | 0 | 0 | 6000
November | 11.09 | 6.654 | 26616 | 6000 | 20616 | 30000 | 2120 | 2120 | 0 | 6000
December | 2.94 | 1.764 | 7056 | 6200 | 856 | 30000 | 856 | 2976 | 0 | 6000
TOTALS | 41.68 | 25.008 | 100032
Total annual demand = |  |  |  | 73200
Demand met by rainwater = |  |  |  | 67200
% demand met by rainwater = |  |  |  | 91.8%
% of total demand wasted = |  |  |  | 4.066%
% of total supply wasted = |  |  |  | 2.975%

## MODL01
Wimberley
Monthly Rainwater Harvesting Model - 2001
System Sizing Parameters |  |  |  |  | Interior Demand |  |  |  | Copyright 2008
Collection area = |  | 4000 | sq. ft. |  | Occupancy = | 4 | persons |  | David Venhuizen, P.E.
Total storage = |  | 30000 | gallons |  | Usage rate = | 50 | gpcd
Cistern alarm level: |  | 4000 | gallons
Enhanced conservation curtailment rate: |  |  | 1 |  |  |  | Wastewater irrigation? |  | 0 | (1=yes, 0=no)
[7 empty] | Irrigated area = |  | 0 | sq. ft.
Daily Demand in Each Month |  |  |  |  | No. of Days |  | Irrigation Rate |  | Irrigation Demand
January |  | 200 | gpd |  | 31 |  | 0 | in/week | 0 | gpd
February |  | 200 | gpd |  | 28 |  | 0 | in/week | 0 | gpd
March |  | 200 | gpd |  | 31 |  | 0.2 | in/week | 0 | gpd
April |  | 200 | gpd |  | 30 |  | 0.5 | in/week | 0 | gpd
May |  | 200 | gpd |  | 31 |  | 0.75 | in/week | 0 | gpd
June |  | 200 | gpd |  | 30 |  | 1 | in/week | 0 | gpd
July |  | 200 | gpd |  | 31 |  | 1 | in/week | 0 | gpd
August |  | 200 | gpd |  | 31 |  | 1 | in/week | 0 | gpd
September |  | 200 | gpd |  | 30 |  | 0.75 | in/week | 0 | gpd
October |  | 200 | gpd |  | 31 |  | 0.5 | in/week | 0 | gpd
November |  | 200 | gpd |  | 30 |  | 0.2 | in/week | 0 | gpd
December |  | 200 | gpd |  | 31 |  | 0 | in/week | 0 | gpd
| Wimberley | Gallons | Total | Total | Net change | Total |  | Total | Make-up | Total
| rainfall | collected | supply | demand | in storage | gal. in | Overflow | Overflow | water | Make-up
Month | (inches) | per s.f. | (gal.) | (gal.) | (gal.) | storage | (gal.) | (gal.) | (gal.) | (gal.)
|  |  | Storage at end of 2000 = |  |  | 30000
January | 3.4 | 2.04 | 8160 | 6200 | 1960 | 30000 | 1960 | 0 | 0 | 0
February | 1.27 | 0.762 | 3048 | 5600 | -2552 | 27448 | 0 | 0 | 0 | 0
March | 3.58 | 2.148 | 8592 | 6200 | 2392 | 29840 | 0 | 0 | 0 | 0
April | 1.82 | 1.092 | 4368 | 6000 | -1632 | 28208 | 0 | 0 | 0 | 0
May | 2.17 | 1.302 | 5208 | 6200 | -992 | 27216 | 0 | 0 | 0 | 0
June | 0.68 | 0.408 | 1632 | 6000 | -4368 | 22848 | 0 | 0 | 0 | 0
July | 0.13 | 0.078 | 312 | 6200 | -5888 | 16960 | 0 | 0 | 0 | 0
August | 7.58 | 4.548 | 18192 | 6200 | 11992 | 28952 | 0 | 0 | 0 | 0
September | 2.95 | 1.77 | 7080 | 6000 | 1080 | 30000 | 32 | 32 | 0 | 0
October | 3.62 | 2.172 | 8688 | 6200 | 2488 | 30000 | 2488 | 2520 | 0 | 0
November | 8.81 | 5.286 | 21144 | 6000 | 15144 | 30000 | 15144 | 17664 | 0 | 0
December | 5.18 | 3.108 | 12432 | 6200 | 6232 | 30000 | 6232 | 23896 | 0 | 0
TOTALS | 41.19 | 24.714 | 98856
Total annual demand = |  |  |  | 73000
Demand met by rainwater = |  |  |  | 73000
% demand met by rainwater = |  |  |  | 100%
% of total demand wasted = |  |  |  | 32.73%
% of total supply wasted = |  |  |  | 24.17%

## MODL02
Wimberley
Monthly Rainwater Harvesting Model - 2002
System Sizing Parameters |  |  |  |  | Interior Demand |  |  |  | Copyright 2008
Collection area = |  | 4000 | sq. ft. |  | Occupancy = | 4 | persons |  | David Venhuizen, P.E.
Total storage = |  | 30000 | gallons |  | Usage rate = | 50 | gpcd
Cistern alarm level: |  | 4000 | gallons
Enhanced conservation curtailment rate: |  |  | 1 |  |  |  | Wastewater irrigation? |  | 0 | (1=yes, 0=no)
[7 empty] | Irrigated area = |  | 0 | sq. ft.
Daily Demand in Each Month |  |  |  |  | No. of Days |  | Irrigation Rate |  | Irrigation Demand
January |  | 200 | gpd |  | 31 |  | 0 | in/week | 0 | gpd
February |  | 200 | gpd |  | 28 |  | 0 | in/week | 0 | gpd
March |  | 200 | gpd |  | 31 |  | 0.2 | in/week | 0 | gpd
April |  | 200 | gpd |  | 30 |  | 0.5 | in/week | 0 | gpd
May |  | 200 | gpd |  | 31 |  | 0.75 | in/week | 0 | gpd
June |  | 200 | gpd |  | 30 |  | 1 | in/week | 0 | gpd
July |  | 200 | gpd |  | 31 |  | 1 | in/week | 0 | gpd
August |  | 200 | gpd |  | 31 |  | 1 | in/week | 0 | gpd
September |  | 200 | gpd |  | 30 |  | 0.75 | in/week | 0 | gpd
October |  | 200 | gpd |  | 31 |  | 0.5 | in/week | 0 | gpd
November |  | 200 | gpd |  | 30 |  | 0.2 | in/week | 0 | gpd
December |  | 200 | gpd |  | 31 |  | 0 | in/week | 0 | gpd
| Wimberley | Gallons | Total | Total | Net change | Total |  | Total | Make-up | Total
| rainfall | collected | supply | demand | in storage | gal. in | Overflow | Overflow | water | Make-up
Month | (inches) | per s.f. | (gal.) | (gal.) | (gal.) | storage | (gal.) | (gal.) | (gal.) | (gal.)
|  |  | Storage at end of 2001 = |  |  | 30000
January | 1.05 | 0.63 | 2520 | 6200 | -3680 | 26320 | 0 | 0 | 0 | 0
February | 0.7 | 0.42 | 1680 | 5600 | -3920 | 22400 | 0 | 0 | 0 | 0
March | 1.63 | 0.978 | 3912 | 6200 | -2288 | 20112 | 0 | 0 | 0 | 0
April | 1.25 | 0.75 | 3000 | 6000 | -3000 | 17112 | 0 | 0 | 0 | 0
May | 1.51 | 0.906 | 3624 | 6200 | -2576 | 14536 | 0 | 0 | 0 | 0
June | 7.65 | 4.59 | 18360 | 6000 | 12360 | 26896 | 0 | 0 | 0 | 0
July | 13.24 | 7.944 | 31776 | 6200 | 25576 | 30000 | 22472 | 22472 | 0 | 0
August | 1.75 | 1.05 | 4200 | 6200 | -2000 | 28000 | 0 | 22472 | 0 | 0
September | 4.7 | 2.82 | 11280 | 6000 | 5280 | 30000 | 3280 | 25752 | 0 | 0
October | 6.75 | 4.05 | 16200 | 6200 | 10000 | 30000 | 10000 | 35752 | 0 | 0
November | 3.2 | 1.92 | 7680 | 6000 | 1680 | 30000 | 1680 | 37432 | 0 | 0
December | 3.87 | 2.322 | 9288 | 6200 | 3088 | 30000 | 3088 | 40520 | 0 | 0
TOTALS | 47.3 | 28.38 | 113520
Total annual demand = |  |  |  | 73000
Demand met by rainwater = |  |  |  | 73000
% demand met by rainwater = |  |  |  | 100%
% of total demand wasted = |  |  |  | 55.51%
% of total supply wasted = |  |  |  | 35.69%

## MODL03
Wimberley
Monthly Rainwater Harvesting Model - 2003
System Sizing Parameters |  |  |  |  | Interior Demand |  |  |  | Copyright 2008
Collection area = |  | 4000 | sq. ft. |  | Occupancy = | 4 | persons |  | David Venhuizen, P.E.
Total storage = |  | 30000 | gallons |  | Usage rate = | 50 | gpcd
Cistern alarm level: |  | 4000 | gallons
Enhanced conservation curtailment rate: |  |  | 1 |  |  |  | Wastewater irrigation? |  | 0 | (1=yes, 0=no)
[7 empty] | Irrigated area = |  | 0 | sq. ft.
Daily Demand in Each Month |  |  |  |  | No. of Days |  | Irrigation Rate |  | Irrigation Demand
January |  | 200 | gpd |  | 31 |  | 0 | in/week | 0 | gpd
February |  | 200 | gpd |  | 28 |  | 0 | in/week | 0 | gpd
March |  | 200 | gpd |  | 31 |  | 0.2 | in/week | 0 | gpd
April |  | 200 | gpd |  | 30 |  | 0.5 | in/week | 0 | gpd
May |  | 200 | gpd |  | 31 |  | 0.75 | in/week | 0 | gpd
June |  | 200 | gpd |  | 30 |  | 1 | in/week | 0 | gpd
July |  | 200 | gpd |  | 31 |  | 1 | in/week | 0 | gpd
August |  | 200 | gpd |  | 31 |  | 1 | in/week | 0 | gpd
September |  | 200 | gpd |  | 30 |  | 0.75 | in/week | 0 | gpd
October |  | 200 | gpd |  | 31 |  | 0.5 | in/week | 0 | gpd
November |  | 200 | gpd |  | 30 |  | 0.2 | in/week | 0 | gpd
December |  | 200 | gpd |  | 31 |  | 0 | in/week | 0 | gpd
| Wimberley | Gallons | Total | Total | Net change | Total |  | Total | Make-up | Total
| rainfall | collected | supply | demand | in storage | gal. in | Overflow | Overflow | water | Make-up
Month | (inches) | per s.f. | (gal.) | (gal.) | (gal.) | storage | (gal.) | (gal.) | (gal.) | (gal.)
|  |  | Storage at end of 2002 = |  |  | 30000
January | 1.35 | 0.81 | 3240 | 6200 | -2960 | 27040 | 0 | 0 | 0 | 0
February | 5.08 | 3.048 | 12192 | 5600 | 6592 | 30000 | 3632 | 3632 | 0 | 0
March | 0.81 | 0.486 | 1944 | 6200 | -4256 | 25744 | 0 | 3632 | 0 | 0
April | 0.32 | 0.192 | 768 | 6000 | -5232 | 20512 | 0 | 3632 | 0 | 0
May | 0.07 | 0.042 | 168 | 6200 | -6032 | 14480 | 0 | 3632 | 0 | 0
June | 5.56 | 3.336 | 13344 | 6000 | 7344 | 21824 | 0 | 3632 | 0 | 0
July | 1.97 | 1.182 | 4728 | 6200 | -1472 | 20352 | 0 | 3632 | 0 | 0
August | 1.84 | 1.104 | 4416 | 6200 | -1784 | 18568 | 0 | 3632 | 0 | 0
September | 3.42 | 2.052 | 8208 | 6000 | 2208 | 20776 | 0 | 3632 | 0 | 0
October | 1.78 | 1.068 | 4272 | 6200 | -1928 | 18848 | 0 | 3632 | 0 | 0
November | 0.66 | 0.396 | 1584 | 6000 | -4416 | 14432 | 0 | 3632 | 0 | 0
December | 0.52 | 0.312 | 1248 | 6200 | -4952 | 9480 | 0 | 3632 | 0 | 0
TOTALS | 23.38 | 14.028 | 56112
Total annual demand = |  |  |  | 73000
Demand met by rainwater = |  |  |  | 73000
% demand met by rainwater = |  |  |  | 100%
% of total demand wasted = |  |  |  | 4.975%
% of total supply wasted = |  |  |  | 6.473%

## MODL04
Wimberley
Monthly Rainwater Harvesting Model - 2004
System Sizing Parameters |  |  |  |  | Interior Demand |  |  |  | Copyright 2008
Collection area = |  | 4000 | sq. ft. |  | Occupancy = | 4 | persons |  | David Venhuizen, P.E.
Total storage = |  | 30000 | gallons |  | Usage rate = | 50 | gpcd
Cistern alarm level: |  | 4000 | gallons
Enhanced conservation curtailment rate: |  |  | 1 |  |  |  | Wastewater irrigation? |  | 0 | (1=yes, 0=no)
[7 empty] | Irrigated area = |  | 0 | sq. ft.
Daily Demand in Each Month |  |  |  |  | No. of Days |  | Irrigation Rate |  | Irrigation Demand
January |  | 200 | gpd |  | 31 |  | 0 | in/week | 0 | gpd
February |  | 200 | gpd |  | 29 |  | 0 | in/week | 0 | gpd
March |  | 200 | gpd |  | 31 |  | 0.2 | in/week | 0 | gpd
April |  | 200 | gpd |  | 30 |  | 0.5 | in/week | 0 | gpd
May |  | 200 | gpd |  | 31 |  | 0.75 | in/week | 0 | gpd
June |  | 200 | gpd |  | 30 |  | 1 | in/week | 0 | gpd
July |  | 200 | gpd |  | 31 |  | 1 | in/week | 0 | gpd
August |  | 200 | gpd |  | 31 |  | 1 | in/week | 0 | gpd
September |  | 200 | gpd |  | 30 |  | 0.75 | in/week | 0 | gpd
October |  | 200 | gpd |  | 31 |  | 0.5 | in/week | 0 | gpd
November |  | 200 | gpd |  | 30 |  | 0.2 | in/week | 0 | gpd
December |  | 200 | gpd |  | 31 |  | 0 | in/week | 0 | gpd
| Wimberley | Gallons | Total | Total | Net change | Total |  | Total | Make-up | Total
| rainfall | collected | supply | demand | in storage | gal. in | Overflow | Overflow | water | Make-up
Month | (inches) | per s.f. | (gal.) | (gal.) | (gal.) | storage | (gal.) | (gal.) | (gal.) | (gal.)
|  |  | Storage at end of 2003 = |  |  | 9480
January | 3.07 | 1.842 | 7368 | 6200 | 1168 | 10648 | 0 | 0 | 0 | 0
February | 3.46 | 2.076 | 8304 | 5800 | 2504 | 13152 | 0 | 0 | 0 | 0
March | 1.92 | 1.152 | 4608 | 6200 | -1592 | 11560 | 0 | 0 | 0 | 0
April | 5.36 | 3.216 | 12864 | 6000 | 6864 | 18424 | 0 | 0 | 0 | 0
May | 2.01 | 1.206 | 4824 | 6200 | -1376 | 17048 | 0 | 0 | 0 | 0
June | 12.57 | 7.542 | 30168 | 6000 | 24168 | 30000 | 11216 | 11216 | 0 | 0
July | 3.54 | 2.124 | 8496 | 6200 | 2296 | 30000 | 2296 | 13512 | 0 | 0
August | 1.39 | 0.834 | 3336 | 6200 | -2864 | 27136 | 0 | 13512 | 0 | 0
September | 1.61 | 0.966 | 3864 | 6000 | -2136 | 25000 | 0 | 13512 | 0 | 0
October | 8.69 | 5.214 | 20856 | 6200 | 14656 | 30000 | 9656 | 23168 | 0 | 0
November | 12.46 | 7.476 | 29904 | 6000 | 23904 | 30000 | 23904 | 47072 | 0 | 0
December | 0.14 | 0.084 | 336 | 6200 | -5864 | 24136 | 0 | 47072 | 0 | 0
TOTALS | 56.22 | 33.732 | 134928
Total annual demand = |  |  |  | 73200
Demand met by rainwater = |  |  |  | 73200
% demand met by rainwater = |  |  |  | 100%
% of total demand wasted = |  |  |  | 64.31%
% of total supply wasted = |  |  |  | 34.89%

## MODL05
Wimberley
Monthly Rainwater Harvesting Model - 2005
System Sizing Parameters |  |  |  |  | Interior Demand |  |  |  | Copyright 2008
Collection area = |  | 4000 | sq. ft. |  | Occupancy = | 4 | persons |  | David Venhuizen, P.E.
Total storage = |  | 30000 | gallons |  | Usage rate = | 50 | gpcd
Cistern alarm level: |  | 4000 | gallons
Enhanced conservation curtailment rate: |  |  | 1 |  |  |  | Wastewater irrigation? |  | 0 | (1=yes, 0=no)
[7 empty] | Irrigated area = |  | 0 | sq. ft.
Daily Demand in Each Month |  |  |  |  | No. of Days |  | Irrigation Rate |  | Irrigation Demand
January |  | 200 | gpd |  | 31 |  | 0 | in/week | 0 | gpd
February |  | 200 | gpd |  | 28 |  | 0 | in/week | 0 | gpd
March |  | 200 | gpd |  | 31 |  | 0.2 | in/week | 0 | gpd
April |  | 200 | gpd |  | 30 |  | 0.5 | in/week | 0 | gpd
May |  | 200 | gpd |  | 31 |  | 0.75 | in/week | 0 | gpd
June |  | 200 | gpd |  | 30 |  | 1 | in/week | 0 | gpd
July |  | 200 | gpd |  | 31 |  | 1 | in/week | 0 | gpd
August |  | 200 | gpd |  | 31 |  | 1 | in/week | 0 | gpd
September |  | 200 | gpd |  | 30 |  | 0.75 | in/week | 0 | gpd
October |  | 200 | gpd |  | 31 |  | 0.5 | in/week | 0 | gpd
November |  | 200 | gpd |  | 30 |  | 0.2 | in/week | 0 | gpd
December |  | 200 | gpd |  | 31 |  | 0 | in/week | 0 | gpd
| Wimberley | Gallons | Total | Total | Net change | Total |  | Total | Make-up | Total
| rainfall | collected | supply | demand | in storage | gal. in | Overflow | Overflow | water | Make-up
Month | (inches) | per s.f. | (gal.) | (gal.) | (gal.) | storage | (gal.) | (gal.) | (gal.) | (gal.)
|  |  | Storage at end of 2004 = |  |  | 24136
January | 2.5 | 1.5 | 6000 | 6200 | -200 | 23936 | 0 | 0 | 0 | 0
February | 2.62 | 1.572 | 6288 | 5600 | 688 | 24624 | 0 | 0 | 0 | 0
March | 3.23 | 1.938 | 7752 | 6200 | 1552 | 26176 | 0 | 0 | 0 | 0
April | 0.95 | 0.57 | 2280 | 6000 | -3720 | 22456 | 0 | 0 | 0 | 0
May | 4.13 | 2.478 | 9912 | 6200 | 3712 | 26168 | 0 | 0 | 0 | 0
June | 0.57 | 0.342 | 1368 | 6000 | -4632 | 21536 | 0 | 0 | 0 | 0
July | 4.41 | 2.646 | 10584 | 6200 | 4384 | 25920 | 0 | 0 | 0 | 0
August | 1.12 | 0.672 | 2688 | 6200 | -3512 | 22408 | 0 | 0 | 0 | 0
September | 1.95 | 1.17 | 4680 | 6000 | -1320 | 21088 | 0 | 0 | 0 | 0
October | 1.36 | 0.816 | 3264 | 6200 | -2936 | 18152 | 0 | 0 | 0 | 0
November | 0.97 | 0.582 | 2328 | 6000 | -3672 | 14480 | 0 | 0 | 0 | 0
December | 0.15 | 0.09 | 360 | 6200 | -5840 | 8640 | 0 | 0 | 0 | 0
TOTALS | 23.96 | 14.376 | 57504
Total annual demand = |  |  |  | 73000
Demand met by rainwater = |  |  |  | 73000
% demand met by rainwater = |  |  |  | 100%
% of total demand wasted = |  |  |  | 0%
% of total supply wasted = |  |  |  | 0%

## MODL06
Wimberley
Monthly Rainwater Harvesting Model - 2006
System Sizing Parameters |  |  |  |  | Interior Demand |  |  |  | Copyright 2008
Collection area = |  | 4000 | sq. ft. |  | Occupancy = | 4 | persons |  | David Venhuizen, P.E.
Total storage = |  | 30000 | gallons |  | Usage rate = | 50 | gpcd
Cistern alarm level: |  | 4000 | gallons
Enhanced conservation curtailment rate: |  |  | 1 |  |  |  | Wastewater irrigation? |  | 0 | (1=yes, 0=no)
[7 empty] | Irrigated area = |  | 0 | sq. ft.
Daily Demand in Each Month |  |  |  |  | No. of Days |  | Irrigation Rate |  | Irrigation Demand
January |  | 200 | gpd |  | 31 |  | 0 | in/week | 0 | gpd
February |  | 200 | gpd |  | 28 |  | 0 | in/week | 0 | gpd
March |  | 200 | gpd |  | 31 |  | 0.2 | in/week | 0 | gpd
April |  | 200 | gpd |  | 30 |  | 0.5 | in/week | 0 | gpd
May |  | 200 | gpd |  | 31 |  | 0.75 | in/week | 0 | gpd
June |  | 200 | gpd |  | 30 |  | 1 | in/week | 0 | gpd
July |  | 200 | gpd |  | 31 |  | 1 | in/week | 0 | gpd
August |  | 200 | gpd |  | 31 |  | 1 | in/week | 0 | gpd
September |  | 200 | gpd |  | 30 |  | 0.75 | in/week | 0 | gpd
October |  | 200 | gpd |  | 31 |  | 0.5 | in/week | 0 | gpd
November |  | 200 | gpd |  | 30 |  | 0.2 | in/week | 0 | gpd
December |  | 200 | gpd |  | 31 |  | 0 | in/week | 0 | gpd
| Wimberley | Gallons | Total | Total | Net change | Total |  | Total | Make-up | Total
| rainfall | collected | supply | demand | in storage | gal. in | Overflow | Overflow | water | Make-up
Month | (inches) | per s.f. | (gal.) | (gal.) | (gal.) | storage | (gal.) | (gal.) | (gal.) | (gal.)
|  |  | Storage at end of 2005 = |  |  | 8640
January | 0.65 | 0.39 | 1560 | 6200 | -4640 | 4000 | 0 | 0 | 0 | 0
February | 0.69 | 0.414 | 1656 | 5600 | -3944 | 2056 | 0 | 0 | 2000 | 2000
March | 2.92 | 1.752 | 7008 | 6200 | 808 | 2864 | 0 | 0 | 0 | 2000
April | 2.32 | 1.392 | 5568 | 6000 | -432 | 2432 | 0 | 0 | 0 | 2000
May | 3.3 | 1.98 | 7920 | 6200 | 1720 | 4152 | 0 | 0 | 0 | 2000
June | 2.49 | 1.494 | 5976 | 6000 | -24 | 4128 | 0 | 0 | 0 | 2000
July | 0.45 | 0.27 | 1080 | 6200 | -5120 | 1008 | 0 | 0 | 2000 | 4000
August | 0.83 | 0.498 | 1992 | 6200 | -4208 | 800 | 0 | 0 | 4000 | 8000
September | 2.92 | 1.752 | 7008 | 6000 | 1008 | 3808 | 0 | 0 | 2000 | 10000
October | 3.57 | 2.142 | 8568 | 6200 | 2368 | 6176 | 0 | 0 | 0 | 10000
November | 2.08 | 1.248 | 4992 | 6000 | -1008 | 5168 | 0 | 0 | 0 | 10000
December | 2.63 | 1.578 | 6312 | 6200 | 112 | 5280 | 0 | 0 | 0 | 10000
TOTALS | 24.85 | 14.91 | 59640
Total annual demand = |  |  |  | 73000
Demand met by rainwater = |  |  |  | 63000
% demand met by rainwater = |  |  |  | 86.3%
% of total demand wasted = |  |  |  | 0%
% of total supply wasted = |  |  |  | 0%

## Summary
Wimberley
Monthly Rainwater Harvesting Model - 20-Year Summary
System Sizing Parameters |  |  |  | Interior Demand |  |  |  | Copyright 2008
Collection area = | 4000 | sq. ft. |  | Occupancy = | 4 | persons |  | David Venhuizen, P.E.
Total storage = | 30000 | gallons |  | Usage rate = | 50 | gpcd
Cistern alarm level: | 4000 | gallons
Enhanced conservation curtailment rate: |  | 1 |  | Irrigated area = |  | 0 | sq. ft.
|  |  |  | Wastewater irrigated? |  | 0 | (1=yes, 0=no)
Interior Daily Demand in Each Month |  |  |  | No. of Days |  | Irrigation Rate
January | 200 | gpd |  | 31 |  | 0 | in/week
February | 200 | gpd |  | 28 |  | 0 | in/week
March | 200 | gpd |  | 31 |  | 0.2 | in/week
April | 200 | gpd |  | 30 |  | 0.5 | in/week
May | 200 | gpd |  | 31 |  | 0.75 | in/week
June | 200 | gpd |  | 30 |  | 1 | in/week
July | 200 | gpd |  | 31 |  | 1 | in/week
August | 200 | gpd |  | 31 |  | 1 | in/week
September | 200 | gpd |  | 30 |  | 0.75 | in/week
October | 200 | gpd |  | 31 |  | 0.5 | in/week
November | 200 | gpd |  | 30 |  | 0.2 | in/week
December | 200 | gpd |  | 31 |  | 0 | in/week
Parameter |  | 1987 | 1988 | 1989 | 1990 | 1991 | 1992 | 1993 | 1994 | 1995 | 1996
Total rainfall - inches |  | 47.19 | 24.47 | 29.74 | 33.76 | 57.43 | 45.2 | 26.8 | 42.22 | 36.42 | 30.55
Total makeup demand - gallons |  | 0 | 0 | 0 | 0 | 0 | 0 | 0 | 0 | 0 | 0
Demand provided by rainwater |  | 100% | 100% | 100% | 100% | 100% | 100% | 100% | 100% | 100% | 100%
Total overflow (lost supply) - gallons |  | 26992 | 0 | 0 | 0 | 53656 | 29944 | 11744 | 7128 | 19120 | 0
Portion of rainfall lost |  | 23.83% | 0% | 0% | 0% | 38.93% | 27.6% | 18.26% | 7.035% | 21.87% | 0%
Parameter |  | 1997 | 1998 | 1999 | 2000 | 2001 | 2002 | 2003 | 2004 | 2005 | 2006
Total rainfall - inches |  | 53.15 | 52.28 | 17.11 | 41.68 | 41.19 | 47.3 | 23.38 | 56.22 | 23.96 | 24.85
Total makeup demand - gallons |  | 0 | 0 | 6000 | 6000 | 0 | 0 | 0 | 0 | 0 | 10000
Demand provided by rainwater |  | 100% | 100% | 91.78% | 91.8% | 100% | 100% | 100% | 100% | 100% | 86.3%
Total overflow (lost supply) - gallons |  | 49968 | 56392 | 0 | 2976 | 23896 | 40520 | 3632 | 47072 | 0 | 0
Portion of rainfall lost |  | 39.17% | 44.94% | 0% | 2.975% | 24.17% | 35.69% | 6.473% | 34.89% | 0% | 0%
Total makeup demand over 20-year period = |  | 1998: 22000; 1999: gallons
Maximum makeup required in any one year = |  | 1998: 10000; 1999: gallons
Number of years in which makeup was required = |  | 1998: 3
Total overflow lost over 20-year period = |  | 1998: 373040; 1999: gallons
Maximum overflow lost in any one year = |  | 1998: 56392; 1999: gallons

## Worst case
Wimberley
Worst Case (Minimum Rainfall) Periods
Shaded boxes are user inputs
| Minimum 3-Month Total = |  |  | 0.62 | inches | MinMult? | 2 | X | 3-Month Minimum = |  | 1.24 | inches |  | Frequency of Less Than |  | 2 | X | 3-Month Minimum = |  | 3
| Minimum 6-Month Total = |  |  | 4.75 | inches | MinMult? | 1.5 | X | 6-Month Minimum = |  | 7.125 | inches |  | Frequency of Less Than |  | 1.5 | X | 6-Month Minimum = |  | 6
| Minimum 12-Month Total = |  |  | 17.11 | inches | MinMult? | 1.25 | X | 12-Month Minimum = |  | 21.3875 | inches |  | Frequency of Less Than |  | 1.25 | X | 12-Month Minimum = |  | 13
| Minimum 18-Month Total = |  |  | 32.18 | inches
| Minimum 24-Month Total = |  |  | 48.95 | inches
|  |  | 3-Month Period |  |  |  | 6-Month Period |  |  |  |  | 12-Month Period |  |  |  | 18-Month Period |  |  | 24-Month Period
|  |  | 3-Month | Locate | Locate < | Total < | 6-Month |  | Locate | Locate < | Total < | 12-Month | Locate | Locate < | Total < | 18-Month |  | Locate | 24-Month | Locate
Year | Month | Rainfall | Total | Minimum | ? X Min. | ? X Min. | Total |  | Minimum | ? X Min. | ? X Min. | Total | Minimum | ? X Min. | ? X Min. | Total |  | Minimum | Total | Minimum
1987 | January | 1.19
| February | 4.03
| March | 1.46 | 6.68 | - | - | 0
| April | 0.6 | 6.09 | - | - | 0
| May | 8.39 | 10.45 | - | - | 0
| June | 10.49 | 19.48 | - | - | 0 | 26.16 |  | - | - | 0
| July | 2.89 | 21.77 | - | - | 0 | 27.86 |  | - | - | 0
| August | 1.66 | 15.04 | - | - | 0 | 25.49 |  | - | - | 0
| September | 2.12 | 6.67 | - | - | 0 | 26.15 |  | - | - | 0
| October | 0.51 | 4.29 | - | - | 0 | 26.06 |  | - | - | 0
| November | 11.99 | 14.62 | - | - | 0 | 29.66 |  | - | - | 0
| December | 1.86 | 14.36 | - | - | 0 | 21.03 |  | - | - | 0 | 47.19 | - | - | 0
1988 | January | 0.59 | 14.44 | - | - | 0 | 18.73 |  | - | - | 0 | 46.59 | - | - | 0
| February | 0.88 | 3.33 | - | - | 0 | 17.95 |  | - | - | 0 | 43.44 | - | - | 0
| March | 1.87 | 3.34 | - | - | 0 | 17.7 |  | - | - | 0 | 43.85 | - | - | 0
| April | 1.05 | 3.8 | - | - | 0 | 18.24 |  | - | - | 0 | 44.3 | - | - | 0
| May | 8.56 | 11.48 | - | - | 0 | 14.81 |  | - | - | 0 | 44.47 | - | - | 0
| June | 1.52 | 11.13 | - | - | 0 | 14.47 |  | - | - | 0 | 35.5 | - | - | 0 | 61.66 |  | -
| July | 3.86 | 13.94 | - | - | 0 | 17.74 |  | - | - | 0 | 36.47 | - | - | 0 | 64.33 |  | -
| August | 0.83 | 6.21 | - | - | 0 | 17.69 |  | - | - | 0 | 35.64 | - | - | 0 | 61.13 |  | -
| September | 2.11 | 6.8 | - | - | 0 | 17.93 |  | - | - | 0 | 35.63 | - | - | 0 | 61.78 |  | -
| October | 2.27 | 5.21 | - | - | 0 | 19.15 |  | - | - | 0 | 37.39 | - | - | 0 | 63.45 |  | -
| November | 0 | 4.38 | - | - | 0 | 10.59 |  | - | - | 0 | 25.4 | - | - | 0 | 55.06 |  | -
| December | 0.93 | 3.2 | - | - | 0 | 10 |  | - | - | 0 | 24.47 | - | - | 0 | 45.5 |  | -
1989 | January | 4.65 | 5.58 | - | - | 0 | 10.79 |  | - | - | 0 | 28.53 | - | - | 0 | 47.26 |  | - | 76.31 | -
| February | 0.69 | 6.27 | - | - | 0 | 10.65 |  | - | - | 0 | 28.34 | - | - | 0 | 46.29 |  | - | 75.81 | -
| March | 3.18 | 8.52 | - | - | 0 | 11.72 |  | - | - | 0 | 29.65 | - | - | 0 | 47.35 |  | - | 74.96 | -
| April | 3.16 | 7.03 | - | - | 0 | 12.61 |  | - | - | 0 | 31.76 | - | - | 0 | 50 |  | - | 76.66 | -
| May | 6.06 | 12.4 | - | - | 0 | 18.67 |  | - | - | 0 | 29.26 | - | - | 0 | 44.07 |  | - | 82.12 | -
| June | 3.59 | 12.81 | - | - | 0 | 21.33 |  | - | - | 0 | 31.33 | - | - | 0 | 45.8 |  | - | 77.32 | -
| July | 1.02 | 10.67 | - | - | 0 | 17.7 |  | - | - | 0 | 28.49 | - | - | 0 | 46.23 |  | - | 67.85 | -
| August | 0.94 | 5.55 | - | - | 0 | 17.95 |  | - | - | 0 | 28.6 | - | - | 0 | 46.29 |  | - | 65.9 | -
| September | 1.28 | 3.24 | - | - | 0 | 16.05 |  | - | - | 0 | 27.77 | - | - | 0 | 45.7 |  | - | 65.52 | -
| October | 3.57 | 5.79 | - | - | 0 | 16.46 |  | - | - | 0 | 29.07 | - | - | 0 | 48.22 |  | - | 66.97 | -
| November | 1.19 | 6.04 | - | - | 0 | 11.59 |  | - | - | 0 | 30.26 | - | - | 0 | 40.85 |  | - | 67.65 | -
| December | 0.41 | 5.17 | - | - | 0 | 8.41 |  | - | - | 0 | 29.74 | - | - | 0 | 39.74 |  | - | 56.07 | -
1990 | January | 1.63 | 3.23 | - | - | 0 | 9.02 |  | - | - | 0 | 26.72 | - | - | 0 | 37.51 |  | - | 55.84 | -
| February | 2.54 | 4.58 | - | - | 0 | 10.62 |  | - | - | 0 | 28.57 | - | - | 0 | 39.22 |  | - | 57.79 | -
| March | 5.33 | 9.5 | - | - | 0 | 14.67 |  | - | - | 0 | 30.72 | - | - | 0 | 42.44 |  | - | 62.24 | -
| April | 3.87 | 11.74 | - | - | 0 | 14.97 |  | - | - | 0 | 31.43 | - | - | 0 | 44.04 |  | - | 64.24 | -
| May | 3.15 | 12.35 | - | - | 0 | 16.93 |  | - | - | 0 | 28.52 | - | - | 0 | 47.19 |  | - | 66.34 | -
| June | 1.25 | 8.27 | - | - | 0 | 17.77 |  | - | - | 0 | 26.18 | - | - | 0 | 47.51 |  | - | 59.03 | -
| July | 5.09 | 9.49 | - | - | 0 | 21.23 |  | - | - | 0 | 30.25 | - | - | 0 | 47.95 |  | - | 62.6 | -
| August | 0.65 | 6.99 | - | - | 0 | 19.34 |  | - | - | 0 | 29.96 | - | - | 0 | 47.91 |  | - | 59.39 | -
| September | 2.57 | 8.31 | - | - | 0 | 16.58 |  | - | - | 0 | 31.25 | - | - | 0 | 47.3 |  | - | 61.13 | -
| October | 3.84 | 7.06 | - | - | 0 | 16.55 |  | - | - | 0 | 31.52 | - | - | 0 | 47.98 |  | - | 62.86 | -
| November | 3.48 | 9.89 | - | - | 0 | 16.88 |  | - | - | 0 | 33.81 | - | - | 0 | 45.4 |  | - | 64.07 | -
| December | 0.36 | 7.68 | - | - | 0 | 15.99 |  | - | - | 0 | 33.76 | - | - | 0 | 42.17 |  | - | 64.43 | -
1991 | January | 7.24 | 11.08 | - | - | 0 | 18.14 |  | - | - | 0 | 39.37 | - | - | 0 | 48.39 |  | - | 70.74 | -
| February | 2.2 | 9.8 | - | - | 0 | 19.69 |  | - | - | 0 | 39.03 | - | - | 0 | 49.65 |  | - | 68.29 | -
| March | 1.29 | 10.73 | - | - | 0 | 18.41 |  | - | - | 0 | 34.99 | - | - | 0 | 49.66 |  | - | 68.89 | -
| April | 4.71 | 8.2 | - | - | 0 | 19.28 |  | - | - | 0 | 35.83 | - | - | 0 | 50.8 |  | - | 70.42 | -
| May | 4.07 | 10.07 | - | - | 0 | 19.87 |  | - | - | 0 | 36.75 | - | - | 0 | 53.68 |  | - | 71.33 | -
| June | 4.61 | 13.39 | - | - | 0 | 24.12 |  | - | - | 0 | 40.11 | - | - | 0 | 57.88 |  | - | 69.88 | -
| July | 2.58 | 11.26 | - | - | 0 | 19.46 |  | - | - | 0 | 37.6 | - | - | 0 | 58.83 |  | - | 68.87 | -
| August | 5.74 | 12.93 | - | - | 0 | 23 |  | - | - | 0 | 42.69 | - | - | 0 | 62.03 |  | - | 73.59 | -
| September | 8.13 | 16.45 | - | - | 0 | 29.84 |  | - | - | 0 | 48.25 | - | - | 0 | 64.83 |  | - | 80.78 | -
| October | 1.38 | 15.25 | - | - | 0 | 26.51 |  | - | - | 0 | 45.79 | - | - | 0 | 62.34 |  | - | 80.88 | -
| November | 1.56 | 11.07 | - | - | 0 | 24 |  | - | - | 0 | 43.87 | - | - | 0 | 60.75 |  | - | 78.87 | -
| December | 13.92 | 16.86 | - | - | 0 | 33.31 |  | - | - | 0 | 57.43 | - | - | 0 | 73.42 |  | - | 91.6 | -
1992 | January | 5.13 | 20.61 | - | - | 0 | 35.86 |  | - | - | 0 | 55.32 | - | - | 0 | 73.46 |  | - | 96.32 | -
| February | 5.37 | 24.42 | - | - | 0 | 35.49 |  | - | - | 0 | 58.49 | - | - | 0 | 78.18 |  | - | 100.06 | -
| March | 4.67 | 15.17 | - | - | 0 | 32.03 |  | - | - | 0 | 61.87 | - | - | 0 | 80.28 |  | - | 102.19 | -
| April | 2.58 | 12.62 | - | - | 0 | 33.23 |  | - | - | 0 | 59.74 | - | - | 0 | 79.02 |  | - | 99.44 | -
| May | 7.13 | 14.38 | - | - | 0 | 38.8 |  | - | - | 0 | 62.8 | - | - | 0 | 82.67 |  | - | 102.7 | -
| June | 5.31 | 15.02 | - | - | 0 | 30.19 |  | - | - | 0 | 63.5 | - | - | 0 | 87.62 |  | - | 104.86 | -
| July | 2.1 | 14.54 | - | - | 0 | 27.16 |  | - | - | 0 | 63.02 | - | - | 0 | 82.48 |  | - | 105.71 | -
| August | 2.44 | 9.85 | - | - | 0 | 24.23 |  | - | - | 0 | 59.72 | - | - | 0 | 82.72 |  | - | 103.06 | -
| September | 1.59 | 6.13 | - | - | 0 | 21.15 |  | - | - | 0 | 53.18 | - | - | 0 | 83.02 |  | - | 104 | -
| October | 0.24 | 4.27 | - | - | 0 | 18.81 |  | - | - | 0 | 52.04 | - | - | 0 | 78.55 |  | - | 101.67 | -
| November | 5.4 | 7.23 | - | - | 0 | 17.08 |  | - | - | 0 | 55.88 | - | - | 0 | 79.88 |  | - | 103.23 | -
| December | 3.24 | 8.88 | - | - | 0 | 15.01 |  | - | - | 0 | 45.2 | - | - | 0 | 78.51 |  | - | 102.99 | -
1993 | January | 2.33 | 10.97 | - | - | 0 | 15.24 |  | - | - | 0 | 42.4 | - | - | 0 | 78.26 |  | - | 104.96 | -
| February | 2.27 | 7.84 | - | - | 0 | 15.07 |  | - | - | 0 | 39.3 | - | - | 0 | 74.79 |  | - | 99.99 | -
| March | 2.88 | 7.48 | - | - | 0 | 16.36 |  | - | - | 0 | 37.51 | - | - | 0 | 69.54 |  | - | 100.67 | -
| April | 2.52 | 7.67 | - | - | 0 | 18.64 |  | - | - | 0 | 37.45 | - | - | 0 | 70.68 |  | - | 101.9 | -
| May | 5.23 | 10.63 | - | - | 0 | 18.47 |  | - | - | 0 | 35.55 | - | - | 0 | 74.35 |  | - | 102.42 | -
| June | 5.07 | 12.82 | - | - | 0 | 20.3 |  | - | - | 0 | 35.31 | - | - | 0 | 65.5 |  | - | 103.42 | -
| July | 0 | 10.3 | - | - | 0 | 17.97 |  | - | - | 0 | 33.21 | - | - | 0 | 60.37 |  | - | 98.81 | -
| August | 0 | 5.07 | - | - | 0 | 15.7 |  | - | - | 0 | 30.77 | - | - | 0 | 55 |  | - | 96.23 | -
| September | 0.8 | 0.8 | - | 0.8 | 1 | 13.62 |  | - | - | 0 | 29.98 | - | - | 0 | 51.13 |  | - | 91.29 | -
| October | 3.5 | 4.3 | - | - | 0 | 14.6 |  | - | - | 0 | 33.24 | - | - | 0 | 52.05 |  | - | 86.66 | -
| November | 1.01 | 5.31 | - | - | 0 | 10.38 |  | - | - | 0 | 28.85 | - | - | 0 | 45.93 |  | - | 86.29 | -
| December | 1.19 | 5.7 | - | - | 0 | 6.5 |  | - | 6.5 | 1 | 26.8 | - | - | 0 | 41.81 |  | - | 85.92 | -
1994 | January | 1.87 | 4.07 | - | - | 0 | 8.37 |  | - | - | 0 | 26.34 | - | - | 0 | 41.58 |  | - | 73.87 | -
| February | 2.75 | 5.81 | - | - | 0 | 11.12 |  | - | - | 0 | 26.82 | - | - | 0 | 41.89 |  | - | 71.49 | -
| March | 3.21 | 7.83 | - | - | 0 | 13.53 |  | - | - | 0 | 27.15 | - | - | 0 | 43.51 |  | - | 69.33 | -
| April | 2.05 | 8.01 | - | - | 0 | 12.08 |  | - | - | 0 | 26.68 | - | - | 0 | 45.32 |  | - | 66.71 | -
| May | 5.39 | 10.65 | - | - | 0 | 16.46 |  | - | - | 0 | 26.84 | - | - | 0 | 45.31 |  | - | 69.52 | -
| June | 1.62 | 9.06 | - | - | 0 | 16.89 |  | - | - | 0 | 23.39 | - | - | 0 | 43.69 |  | - | 64.01 | -
| July | 0 | 7.01 | - | - | 0 | 15.02 |  | - | - | 0 | 23.39 | - | - | 0 | 41.36 |  | - | 58.7 | -
| August | 1.94 | 3.56 | - | - | 0 | 14.21 |  | - | - | 0 | 25.33 | - | - | 0 | 41.03 |  | - | 58.54 | -
| September | 5.74 | 7.68 | - | - | 0 | 16.74 |  | - | - | 0 | 30.27 | - | - | 0 | 43.89 |  | - | 61.84 | -
| October | 8.88 | 16.56 | - | - | 0 | 23.57 |  | - | - | 0 | 35.65 | - | - | 0 | 50.25 |  | - | 69.13 | -
| November | 2.13 | 16.75 | - | - | 0 | 20.31 |  | - | - | 0 | 36.77 | - | - | 0 | 47.15 |  | - | 71.02 | -
| December | 6.64 | 17.65 | - | - | 0 | 25.33 |  | - | - | 0 | 42.22 | - | - | 0 | 48.72 |  | - | 72.26 | -
1995 | January | 1.25 | 10.02 | - | - | 0 | 26.58 |  | - | - | 0 | 41.6 | - | - | 0 | 49.97 |  | - | 70.27 | -
| February | 1.04 | 8.93 | - | - | 0 | 25.68 |  | - | - | 0 | 39.89 | - | - | 0 | 51.01 |  | - | 68.98 | -
| March | 2.28 | 4.57 | - | - | 0 | 22.22 |  | - | - | 0 | 38.96 | - | - | 0 | 52.49 |  | - | 68.99 | -
| April | 5.6 | 8.92 | - | - | 0 | 18.94 |  | - | - | 0 | 42.51 | - | - | 0 | 54.59 |  | - | 71.71 | -
| May | 7.81 | 15.69 | - | - | 0 | 24.62 |  | - | - | 0 | 44.93 | - | - | 0 | 61.39 |  | - | 77 | -
| June | 4.11 | 17.52 | - | - | 0 | 22.09 |  | - | - | 0 | 47.42 | - | - | 0 | 64.31 |  | - | 75.88 | -
| July | 2.09 | 14.01 | - | - | 0 | 22.93 |  | - | - | 0 | 49.51 | - | - | 0 | 64.53 |  | - | 72.9 | -
| August | 2.56 | 8.76 | - | - | 0 | 24.45 |  | - | - | 0 | 50.13 | - | - | 0 | 64.34 |  | - | 75.46 | -
| September | 3.56 | 8.21 | - | - | 0 | 25.73 |  | - | - | 0 | 47.95 | - | - | 0 | 64.69 |  | - | 79.02 | -
| October | 1.02 | 7.14 | - | - | 0 | 21.15 |  | - | - | 0 | 40.09 | - | - | 0 | 63.66 |  | - | 79.24 | -
| November | 4.48 | 9.06 | - | - | 0 | 17.82 |  | - | - | 0 | 42.44 | - | - | 0 | 62.75 |  | - | 80.22 | -
| December | 0.62 | 6.12 | - | - | 0 | 14.33 |  | - | - | 0 | 36.42 | - | - | 0 | 61.75 |  | - | 79.83 | -
1996 | January | 0 | 5.1 | - | - | 0 | 12.24 |  | - | - | 0 | 35.17 | - | - | 0 | 61.75 |  | - | 78.64 | -
| February | 0 | 0.62 | 0.62 | 0.62 | 1 | 9.68 |  | - | - | 0 | 34.13 | - | - | 0 | 59.81 |  | - | 76.77 | -
| March | 1.91 | 1.91 | - | - | 0 | 8.03 |  | - | - | 0 | 33.76 | - | - | 0 | 55.98 |  | - | 75.93 | -
| April | 3.16 | 5.07 | - | - | 0 | 10.17 |  | - | - | 0 | 31.32 | - | - | 0 | 50.26 |  | - | 75.88 | -
| May | 2.5 | 7.57 | - | - | 0 | 8.19 |  | - | - | 0 | 26.01 | - | - | 0 | 50.63 |  | - | 76.33 | -
| June | 4.02 | 9.68 | - | - | 0 | 11.59 |  | - | - | 0 | 25.92 | - | - | 0 | 48.01 |  | - | 74.96 | -
| July | 0.03 | 6.55 | - | - | 0 | 11.62 |  | - | - | 0 | 23.86 | - | - | 0 | 46.79 |  | - | 73.37 | -
| August | 8.21 | 12.26 | - | - | 0 | 19.83 |  | - | - | 0 | 29.51 | - | - | 0 | 53.96 |  | - | 81.58 | -
| September | 3.78 | 12.02 | - | - | 0 | 21.7 |  | - | - | 0 | 29.73 | - | - | 0 | 55.46 |  | - | 83.42 | -
| October | 0.74 | 12.73 | - | - | 0 | 19.28 |  | - | - | 0 | 29.45 | - | - | 0 | 50.6 |  | - | 78.42 | -
| November | 3.17 | 7.69 | - | - | 0 | 19.95 |  | - | - | 0 | 28.14 | - | - | 0 | 45.96 |  | - | 72.71 | -
| December | 3.03 | 6.94 | - | - | 0 | 18.96 |  | - | - | 0 | 30.55 | - | - | 0 | 44.88 |  | - | 73.61 | -
1997 | January | 1.15 | 7.35 | - | - | 0 | 20.08 |  | - | - | 0 | 31.7 | - | - | 0 | 43.94 |  | - | 68.12 | -
| February | 3.91 | 8.09 | - | - | 0 | 15.78 |  | - | - | 0 | 35.61 | - | - | 0 | 45.29 |  | - | 70.78 | -
| March | 2.93 | 7.99 | - | - | 0 | 14.93 |  | - | - | 0 | 36.63 | - | - | 0 | 44.66 |  | - | 72.67 | -
| April | 7.91 | 14.75 | - | - | 0 | 22.1 |  | - | - | 0 | 41.38 | - | - | 0 | 51.55 |  | - | 78.3 | -
| May | 5.94 | 16.78 | - | - | 0 | 24.87 |  | - | - | 0 | 44.82 | - | - | 0 | 53.01 |  | - | 78.64 | -
| June | 14.37 | 28.22 | - | - | 0 | 36.21 |  | - | - | 0 | 55.17 | - | - | 0 | 66.76 |  | - | 85.2 | -
| July | 0.3 | 20.61 | - | - | 0 | 35.36 |  | - | - | 0 | 55.44 | - | - | 0 | 67.06 |  | - | 81.39 | -
| August | 2.9 | 17.57 | - | - | 0 | 34.35 |  | - | - | 0 | 50.13 | - | - | 0 | 69.96 |  | - | 82.2 | -
| September | 1.29 | 4.49 | - | - | 0 | 32.71 |  | - | - | 0 | 47.64 | - | - | 0 | 69.34 |  | - | 80.93 | -
| October | 5.67 | 9.86 | - | - | 0 | 30.47 |  | - | - | 0 | 52.57 | - | - | 0 | 71.85 |  | - | 83.04 | -
| November | 2.25 | 9.21 | - | - | 0 | 26.78 |  | - | - | 0 | 51.65 | - | - | 0 | 71.6 |  | - | 84.27 | -
| December | 4.53 | 12.45 | - | - | 0 | 16.94 |  | - | - | 0 | 53.15 | - | - | 0 | 72.11 |  | - | 84.32 | -
1998 | January | 2.06 | 8.84 | - | - | 0 | 18.7 |  | - | - | 0 | 54.06 | - | - | 0 | 74.14 |  | - | 85.76 | -
| February | 6.21 | 12.8 | - | - | 0 | 22.01 |  | - | - | 0 | 56.36 | - | - | 0 | 72.14 |  | - | 91.97 | -
| March | 3.23 | 11.5 | - | - | 0 | 23.95 |  | - | - | 0 | 56.66 | - | - | 0 | 71.59 |  | - | 95.2 | -
| April | 0.4 | 9.84 | - | - | 0 | 18.68 |  | - | - | 0 | 49.15 | - | - | 0 | 71.25 |  | - | 93.69 | -
| May | 0.65 | 4.28 | - | - | 0 | 17.08 |  | - | - | 0 | 43.86 | - | - | 0 | 68.73 |  | - | 91.18 | -
| June | 0.84 | 1.89 | - | - | 0 | 13.39 |  | - | - | 0 | 30.33 | - | - | 0 | 66.54 |  | - | 89.52 | -
| July | 4.25 | 5.74 | - | - | 0 | 15.58 |  | - | - | 0 | 34.28 | - | - | 0 | 69.64 |  | - | 89.75 | -
| August | 6.63 | 11.72 | - | - | 0 | 16 |  | - | - | 0 | 38.01 | - | - | 0 | 72.36 |  | - | 96.35 | -
| September | 4.82 | 15.7 | - | - | 0 | 17.59 |  | - | - | 0 | 41.54 | - | - | 0 | 74.25 |  | - | 92.96 | -
| October | 16.43 | 27.88 | - | - | 0 | 33.62 |  | - | - | 0 | 52.3 | - | - | 0 | 82.77 |  | - | 105.61 | -
| November | 5.81 | 27.06 | - | - | 0 | 38.78 |  | - | - | 0 | 55.86 | - | - | 0 | 82.64 |  | - | 110.68 | -
| December | 0.95 | 23.19 | - | - | 0 | 38.89 |  | - | - | 0 | 52.28 | - | - | 0 | 69.22 |  | - | 108.46 | -
1999 | January | 0.39 | 7.15 | - | - | 0 | 35.03 |  | - | - | 0 | 50.61 | - | - | 0 | 69.31 |  | - | 105.82 | -
| February | 0 | 1.34 | - | - | 0 | 28.4 |  | - | - | 0 | 44.4 | - | - | 0 | 66.41 |  | - | 104.67 | -
| March | 3.63 | 4.02 | - | - | 0 | 27.21 |  | - | - | 0 | 44.8 | - | - | 0 | 68.75 |  | - | 104.39 | -
| April | 1.05 | 4.68 | - | - | 0 | 11.83 |  | - | - | 0 | 45.45 | - | - | 0 | 64.13 |  | - | 102.51 | -
| May | 3.04 | 7.72 | - | - | 0 | 9.06 |  | - | - | 0 | 47.84 | - | - | 0 | 64.92 |  | - | 97.64 | -
| June | 4.25 | 8.34 | - | - | 0 | 12.36 |  | - | - | 0 | 51.25 | - | - | 0 | 64.64 |  | - | 95.95 | -
| July | 1.63 | 8.92 | - | - | 0 | 13.6 |  | - | - | 0 | 48.63 | - | - | 0 | 64.21 |  | - | 83.21 | -
| August | 0 | 5.88 | - | - | 0 | 13.6 |  | - | - | 0 | 42 | - | - | 0 | 58 |  | - | 82.91 | -
| September | 0.07 | 1.7 | - | - | 0 | 10.04 |  | - | - | 0 | 37.25 | - | - | 0 | 54.84 |  | - | 80.08 | -
| October | 2.29 | 2.36 | - | - | 0 | 11.28 |  | - | - | 0 | 23.11 | - | - | 0 | 56.73 |  | - | 81.08 | -
| November | 0.29 | 2.65 | - | - | 0 | 8.53 |  | - | - | 0 | 17.59 | - | 17.59 | 1 | 56.37 |  | - | 75.7 | -
| December | 0.47 | 3.05 | - | - | 0 | 4.75 |  | 4.75 | 4.75 | 1 | 17.11 | 17.11 | 17.11 | 1 | 56 |  | - | 73.92 | -
2000 | January | 2.62 | 3.38 | - | - | 0 | 5.74 |  | - | 5.74 | 1 | 19.34 | - | 19.34 | 1 | 54.37 |  | - | 72.01 | -
| February | 2.52 | 5.61 | - | - | 0 | 8.26 |  | - | - | 0 | 21.86 | - | - | 0 | 50.26 |  | - | 72.47 | -
| March | 1.75 | 6.89 | - | - | 0 | 9.94 |  | - | - | 0 | 19.98 | - | 19.98 | 1 | 47.19 |  | - | 68.01 | -
| April | 1.52 | 5.79 | - | - | 0 | 9.17 |  | - | - | 0 | 20.45 | - | 20.45 | 1 | 32.28 |  | - | 66.3 | -
| May | 6.17 | 9.44 | - | - | 0 | 15.05 |  | - | - | 0 | 23.58 | - | - | 0 | 32.64 |  | - | 72.07 | -
| June | 6.35 | 14.04 | - | - | 0 | 20.93 |  | - | - | 0 | 25.68 | - | - | 0 | 38.04 |  | - | 77.77 | -
| July | 0.47 | 12.99 | - | - | 0 | 18.78 |  | - | - | 0 | 24.52 | - | - | 0 | 38.12 |  | - | 77.4 | -
| August | 0.33 | 7.15 | - | - | 0 | 16.59 |  | - | - | 0 | 24.85 | - | - | 0 | 38.45 |  | - | 73.48 | -
| September | 0.93 | 1.73 | - | - | 0 | 15.77 |  | - | - | 0 | 25.71 | - | - | 0 | 35.75 |  | - | 67.78 | -
| October | 4.99 | 6.25 | - | - | 0 | 19.24 |  | - | - | 0 | 28.41 | - | - | 0 | 39.69 |  | - | 67.95 | -
| November | 11.09 | 17.01 | - | - | 0 | 24.16 |  | - | - | 0 | 39.21 | - | - | 0 | 47.74 |  | - | 62.61 | -
| December | 2.94 | 19.02 | - | - | 0 | 20.75 |  | - | - | 0 | 41.68 | - | - | 0 | 46.43 |  | - | 59.74 | -
2001 | January | 3.4 | 17.43 | - | - | 0 | 23.68 |  | - | - | 0 | 42.46 | - | - | 0 | 48.2 |  | - | 62.19 | -
| February | 1.27 | 7.61 | - | - | 0 | 24.62 |  | - | - | 0 | 41.21 | - | - | 0 | 49.47 |  | - | 63.07 | -
| March | 3.58 | 8.25 | - | - | 0 | 27.27 |  | - | - | 0 | 43.04 | - | - | 0 | 52.98 |  | - | 66.65 | -
| April | 1.82 | 6.67 | - | - | 0 | 24.1 |  | - | - | 0 | 43.34 | - | - | 0 | 52.51 |  | - | 64.84 | -
| May | 2.17 | 7.57 | - | - | 0 | 15.18 |  | - | - | 0 | 39.34 | - | - | 0 | 54.39 |  | - | 65.96 | -
| June | 0.68 | 4.67 | - | - | 0 | 12.92 |  | - | - | 0 | 33.67 | - | - | 0 | 54.6 |  | - | 63.6 | -
| July | 0.13 | 2.98 | - | - | 0 | 9.65 |  | - | - | 0 | 33.33 | - | - | 0 | 52.11 |  | - | 59.48 | -
| August | 7.58 | 8.39 | - | - | 0 | 15.96 |  | - | - | 0 | 40.58 | - | - | 0 | 57.17 |  | - | 65.43 | -
| September | 2.95 | 10.66 | - | - | 0 | 15.33 |  | - | - | 0 | 42.6 | - | - | 0 | 58.37 |  | - | 68.38 | -
| October | 3.62 | 14.15 | - | - | 0 | 17.13 |  | - | - | 0 | 41.23 | - | - | 0 | 60.47 |  | - | 71.93 | -
| November | 8.81 | 15.38 | - | - | 0 | 23.77 |  | - | - | 0 | 38.95 | - | - | 0 | 63.11 |  | - | 78.45 | -
| December | 5.18 | 17.61 | - | - | 0 | 28.27 |  | - | - | 0 | 41.19 | - | - | 0 | 61.94 |  | - | 83.34 | -
2002 | January | 1.05 | 15.04 | - | - | 0 | 29.19 |  | - | - | 0 | 38.84 | - | - | 0 | 62.52 |  | - | 83.92 | -
| February | 0.7 | 6.93 | - | - | 0 | 22.31 |  | - | - | 0 | 38.27 | - | - | 0 | 62.89 |  | - | 82 | -
| March | 1.63 | 3.38 | - | - | 0 | 20.99 |  | - | - | 0 | 36.32 | - | - | 0 | 63.59 |  | - | 81.11 | -
| April | 1.25 | 3.58 | - | - | 0 | 18.62 |  | - | - | 0 | 35.75 | - | - | 0 | 59.85 |  | - | 80.61 | -
| May | 1.51 | 4.39 | - | - | 0 | 11.32 |  | - | - | 0 | 35.09 | - | - | 0 | 50.27 |  | - | 80.6 | -
| June | 7.65 | 10.41 | - | - | 0 | 13.79 |  | - | - | 0 | 42.06 | - | - | 0 | 54.98 |  | - | 82.08 | -
| July | 13.24 | 22.4 | - | - | 0 | 25.98 |  | - | - | 0 | 55.17 | - | - | 0 | 64.82 |  | - | 88.97 | -
| August | 1.75 | 22.64 | - | - | 0 | 27.03 |  | - | - | 0 | 49.34 | - | - | 0 | 65.3 |  | - | 90.25 | -
| September | 4.7 | 19.69 | - | - | 0 | 30.1 |  | - | - | 0 | 51.09 | - | - | 0 | 66.42 |  | - | 94.62 | -
| October | 6.75 | 13.2 | - | - | 0 | 35.6 |  | - | - | 0 | 54.22 | - | - | 0 | 71.35 |  | - | 100.44 | -
| November | 3.2 | 14.65 | - | - | 0 | 37.29 |  | - | - | 0 | 48.61 | - | - | 0 | 72.38 |  | - | 98.65 | -
| December | 3.87 | 13.82 | - | - | 0 | 33.51 |  | - | - | 0 | 47.3 | - | - | 0 | 75.57 |  | - | 91.43 | -
2003 | January | 1.35 | 8.42 | - | - | 0 | 21.62 |  | - | - | 0 | 47.6 | - | - | 0 | 76.79 |  | - | 89.84 | -
| February | 5.08 | 10.3 | - | - | 0 | 24.95 |  | - | - | 0 | 51.98 | - | - | 0 | 74.29 |  | - | 91.52 | -
| March | 0.81 | 7.24 | - | - | 0 | 21.06 |  | - | - | 0 | 51.16 | - | - | 0 | 72.15 |  | - | 91.06 | -
| April | 0.32 | 6.21 | - | - | 0 | 14.63 |  | - | - | 0 | 50.23 | - | - | 0 | 68.85 |  | - | 87.8 | -
| May | 0.07 | 1.2 | - | 1.2 | 1 | 11.5 |  | - | - | 0 | 48.79 | - | - | 0 | 60.11 |  | - | 86.05 | -
| June | 5.56 | 5.95 | - | - | 0 | 13.19 |  | - | - | 0 | 46.7 | - | - | 0 | 60.49 |  | - | 89.44 | -
| July | 1.97 | 7.6 | - | - | 0 | 13.81 |  | - | - | 0 | 35.43 | - | - | 0 | 61.41 |  | - | 90.73 | -
| August | 1.84 | 9.37 | - | - | 0 | 10.57 |  | - | - | 0 | 35.52 | - | - | 0 | 62.55 |  | - | 92.44 | -
| September | 3.42 | 7.23 | - | - | 0 | 13.18 |  | - | - | 0 | 34.24 | - | - | 0 | 64.34 |  | - | 88.28 | -
| October | 1.78 | 7.04 | - | - | 0 | 14.64 |  | - | - | 0 | 29.27 | - | - | 0 | 64.87 |  | - | 87.11 | -
| November | 0.66 | 5.86 | - | - | 0 | 15.23 |  | - | - | 0 | 26.73 | - | - | 0 | 64.02 |  | - | 84.15 | -
| December | 0.52 | 2.96 | - | - | 0 | 10.19 |  | - | - | 0 | 23.38 | - | - | 0 | 56.89 |  | - | 75.86 | -
2004 | January | 3.07 | 4.25 | - | - | 0 | 11.29 |  | - | - | 0 | 25.1 | - | - | 0 | 46.72 |  | - | 73.75 | -
| February | 3.46 | 7.05 | - | - | 0 | 12.91 |  | - | - | 0 | 23.48 | - | - | 0 | 48.43 |  | - | 76.16 | -
| March | 1.92 | 8.45 | - | - | 0 | 11.41 |  | - | - | 0 | 24.59 | - | - | 0 | 45.65 |  | - | 77.38 | -
| April | 5.36 | 10.74 | - | - | 0 | 14.99 |  | - | - | 0 | 29.63 | - | - | 0 | 44.26 |  | - | 81.11 | -
| May | 2.01 | 9.29 | - | - | 0 | 16.34 |  | - | - | 0 | 31.57 | - | - | 0 | 43.07 |  | - | 81.87 | -
| June | 12.57 | 19.94 | - | - | 0 | 28.39 |  | - | - | 0 | 38.58 | - | - | 0 | 51.77 |  | - | 92.93 | -
| July | 3.54 | 18.12 | - | - | 0 | 28.86 |  | - | - | 0 | 40.15 | - | - | 0 | 53.96 |  | - | 88.82 | -
| August | 1.39 | 17.5 | - | - | 0 | 26.79 |  | - | - | 0 | 39.7 | - | - | 0 | 50.27 |  | - | 76.97 | -
| September | 1.61 | 6.54 | - | - | 0 | 26.48 |  | - | - | 0 | 37.89 | - | - | 0 | 51.07 |  | - | 76.83 | -
| October | 8.69 | 11.69 | - | - | 0 | 29.81 |  | - | - | 0 | 44.8 | - | - | 0 | 59.44 |  | - | 80.82 | -
| November | 12.46 | 22.76 | - | - | 0 | 40.26 |  | - | - | 0 | 56.6 | - | - | 0 | 71.83 |  | - | 86.53 | -
| December | 0.14 | 21.29 | - | - | 0 | 27.83 |  | - | - | 0 | 56.22 | - | - | 0 | 66.41 |  | - | 83.47 | -
2005 | January | 2.5 | 15.1 | - | - | 0 | 26.79 |  | - | - | 0 | 55.65 | - | - | 0 | 66.94 |  | - | 82.1 | -
| February | 2.62 | 5.26 | - | - | 0 | 28.02 |  | - | - | 0 | 54.81 | - | - | 0 | 67.72 |  | - | 83.37 | -
| March | 3.23 | 8.35 | - | - | 0 | 29.64 |  | - | - | 0 | 56.12 | - | - | 0 | 67.53 |  | - | 81.52 | -
| April | 0.95 | 6.8 | - | - | 0 | 21.9 |  | - | - | 0 | 51.71 | - | - | 0 | 66.7 |  | - | 81.66 | -
| May | 4.13 | 8.31 | - | - | 0 | 13.57 |  | - | - | 0 | 53.83 | - | - | 0 | 70.17 |  | - | 85.47 | -
| June | 0.57 | 5.65 | - | - | 0 | 14 |  | - | - | 0 | 41.83 | - | - | 0 | 70.22 |  | - | 85.97 | -
| July | 4.41 | 9.11 | - | - | 0 | 15.91 |  | - | - | 0 | 42.7 | - | - | 0 | 71.56 |  | - | 84.82 | -
| August | 1.12 | 6.1 | - | - | 0 | 14.41 |  | - | - | 0 | 42.43 | - | - | 0 | 69.22 |  | - | 83.97 | -
| September | 1.95 | 7.48 | - | - | 0 | 13.13 |  | - | - | 0 | 42.77 | - | - | 0 | 69.25 |  | - | 84.08 | -
| October | 1.36 | 4.43 | - | - | 0 | 13.54 |  | - | - | 0 | 35.44 | - | - | 0 | 65.25 |  | - | 82.02 | -
| November | 0.97 | 4.28 | - | - | 0 | 10.38 |  | - | - | 0 | 23.95 | - | - | 0 | 64.21 |  | - | 81.21 | -
| December | 0.15 | 2.48 | - | - | 0 | 9.96 |  | - | - | 0 | 23.96 | - | - | 0 | 51.79 |  | - | 80.7 | -
2006 | January | 0.65 | 1.77 | - | - | 0 | 6.2 |  | - | 6.2 | 1 | 22.11 | - | - | 0 | 48.9 |  | - | 80.83 | -
| February | 0.69 | 1.49 | - | - | 0 | 5.77 |  | - | 5.77 | 1 | 20.18 | - | 20.18 | 1 | 48.2 |  | - | 78.45 | -
| March | 2.92 | 4.26 | - | - | 0 | 6.74 |  | - | 6.74 | 1 | 19.87 | - | 19.87 | 1 | 49.51 |  | - | 77.91 | -
| April | 2.32 | 5.93 | - | - | 0 | 7.7 |  | - | - | 0 | 21.24 | - | 21.24 | 1 | 43.14 |  | - | 78.31 | -
| May | 3.3 | 8.54 | - | - | 0 | 10.03 |  | - | - | 0 | 20.41 | - | 20.41 | 1 | 33.98 |  | - | 76.25 | -
| June | 2.49 | 8.11 | - | - | 0 | 12.37 |  | - | - | 0 | 22.33 | - | - | 0 | 36.33 |  | - | 76.73 | -
| July | 0.45 | 6.24 | - | - | 0 | 12.17 |  | - | - | 0 | 18.37 | - | 18.37 | 1 | 34.28 |  | - | 64.61 | -
| August | 0.83 | 3.77 | - | - | 0 | 12.31 |  | - | - | 0 | 18.08 | - | 18.08 | 1 | 32.49 |  | - | 61.9 | -
| September | 2.92 | 4.2 | - | - | 0 | 12.31 |  | - | - | 0 | 19.05 | - | 19.05 | 1 | 32.18 |  | 32.18 | 63.43 | -
| October | 3.57 | 7.32 | - | - | 0 | 13.56 |  | - | - | 0 | 21.26 | - | 21.26 | 1 | 34.8 |  | - | 65.39 | -
| November | 2.08 | 8.57 | - | - | 0 | 12.34 |  | - | - | 0 | 22.37 | - | - | 0 | 32.75 |  | - | 58.78 | -
| December | 2.63 | 8.28 | - | - | 0 | 12.48 |  | - | - | 0 | 24.85 | - | - | 0 | 34.81 |  | - | 48.95 | 48.95